## Export Worksheet
METER_SR_NO | METER_MAKE | MAKE_CODE | MODEM_TYPE | MODEM_TECHNOLOGY | INSTALL_POINT | FEEDER_BU | FEEDER_CODE | FEEDER_NAME | SUBSTATION_CODE | SUBSTATION_NAME
X0494557 | DLMS-Secure | 055 | TCPIP_DLMS | GSM | Feeder | 4394 | 210 | 11KV CP OFFICE FEEDER | 044051 | 33 / 11 KV POWER HOUSE S/S
08023074 | DLMS-Genus | 065 | TCPIP_DLMS | GSM | Feeder | 4394 | 207 | ATM FEEDER | 044051 | 33 / 11 KV POWER HOUSE S/S
08023075 | DLMS-Genus | 065 | TCPIP_DLMS | GSM | Feeder | 4394 | 208 | MEDICAL(JUBLIPARK WATER WORKS) | 044051 | 33 / 11 KV POWER HOUSE S/S
08023069 | DLMS-Genus | 065 | TCPIP_DLMS | GSM | Feeder | 4394 | 203 | 11 KV CITY CHOWK FEEDER | 044051 | 33 / 11 KV POWER HOUSE S/S
08023071 | DLMS-Genus | 065 | TCPIP_DLMS | GSM | Feeder | 4394 | 204 | 11 KV BUS STAND FEEDER | 044051 | 33 / 11 KV POWER HOUSE S/S
08023073 | DLMS-Genus | 065 | TCPIP_DLMS | GSM | Feeder | 4394 | 201 | 11 KV AURANGAPURA FEEDER | 044051 | 33 / 11 KV POWER HOUSE S/S
08022997 | DLMS-Genus | 065 | TCPIP_DLMS | GSM | Feeder | 4394 | 205 | 11 KV PANCHHKI | 044214 | UNIVERSITY
08023002 | DLMS-Genus | 065 | TCPIP_DLMS | GSM | Feeder | 4394 | 203 | CANCER HOSPITAL | 044223 | 33 KV GHATI SUBSTATION
08023001 | DLMS-Genus | 065 | TCPIP_DLMS | GSM | Feeder | 4394 | 201 | KOHINOOR | 044223 | 33 KV GHATI SUBSTATION
08022996 | DLMS-Genus | 065 | TCPIP_DLMS | GSM | Feeder | 4394 | 201 | UNIVERSITY | 044214 | UNIVERSITY
08022999 | DLMS-Genus | 065 | TCPIP_DLMS | GSM | Feeder | 4394 | 204 | LANI FEEDER | 044214 | UNIVERSITY
08023072 | DLMS-Genus | 065 | TCPIP_DLMS | GSM | Feeder | 4394 | 202 | 11 KV SAMARTH NAGAR FEEDR | 044051 | 33 / 11 KV POWER HOUSE S/S
X1093144 | DLMS-Secure | 055 | TCPIP_DLMS | GSM | Feeder | 4394 | 205 | 11 KV SUPER SPECIALITY | 044223 | 33 KV GHATI SUBSTATION
08023003 | DLMS-Genus | 065 | TCPIP_DLMS | GSM | Feeder | 4394 | 202 | GHATI MEDICAL EXPRESS | 044223 | 33 KV GHATI SUBSTATION
X1095671 | DLMS-Secure | 055 | TCPIP_DLMS | GSM | Feeder | 4394 | 205 | 11 KV VASANT BHUVAN FEEDER | 044051 | 33 / 11 KV POWER HOUSE S/S
08022998 | DLMS-Genus | 065 | TCPIP_DLMS | GSM | Feeder | 4394 | 202 | MAQBARA | 044214 | UNIVERSITY
08023000 | DLMS-Genus | 065 | TCPIP_DLMS | GSM | Feeder | 4394 | 203 | SAI FEEDER | 044214 | UNIVERSITY
08023050 | DLMS-Genus | 065 | TCPIP_DLMS | GSM | Feeder | 4578 | 204 | MILIND COLLEGE | 044038 | 33/11 KV CHAWANI
08023120 | DLMS-Genus | 065 | TCPIP_DLMS | GSM | Feeder | 4578 | 204 | 11 KV RURAL FEEDER | 044219 | 33/11 KV SATARA S/S
08023061 | DLMS-Genus | 065 | TCPIP_DLMS | GSM | Feeder | 4578 | 201 | 11 KV DEOGIRI VALLEY | 044222 | 33/11 KV PADEGAON
08023110 | DLMS-Genus | 065 | TCPIP_DLMS | GSM | Feeder | 4578 | 208 | 11KV NISHANT PARK | 044019 | 33/11 KV RAILWAY STATION
08023068 | DLMS-Genus | 065 | TCPIP_DLMS | GSM | Feeder | 4578 | 202 | IRB | 044221 | 33/11KV WALMI SS
GTL00217 | DLMS-Secure | 055 | TCPIP_DLMS | GSM | Feeder | 4578 | 201 | 11 KV AMC EXPRESS | 044221 | 33/11KV WALMI SS
08023005 | DLMS-Genus | 065 | TCPIP_DLMS | GSM | Feeder | 4578 | 203 | Nathvalley | 044221 | 33/11KV WALMI SS
08023109 | DLMS-Genus | 065 | TCPIP_DLMS | GSM | Feeder | 4578 | 201 | 11 KV MIDC (SANJAWARTHA) | 044019 | 33/11 KV RAILWAY STATION
XE482824 | DLMS-Secure | 055 | TCPIP_DLMS | GSM | Feeder | 4578 | 210 | 11 KV GHAN KACHARA EXPRESS FEEDER | 044222 | 33/11 KV PADEGAON
GTL00229 | DLMS-Secure | 055 | TCPIP_DLMS | GSM | Feeder | 4578 | 204 | 11 KV BUS STAND FEEDER | 044228 | 33/11 KV SAMADHAN COLONY SS
GTL00223 | DLMS-Secure | 055 | TCPIP_DLMS | GSM | Feeder | 4578 | 203 | 11 KV COURT FEEDER | 044228 | 33/11 KV SAMADHAN COLONY SS
X1093083 | DLMS-Secure | 055 | TCPIP_DLMS | GSM | Feeder | 4578 | 203 | 11 KV PATHAN ROAD | 044227 | 33/11 KV WALUJ MAHANAGAR -4 (GOLWADI)
GTL52756 | DLMS-Secure | 055 | TCPIP_DLMS | GSM | Feeder | 4578 | 202 | 11 KV GROWTH CENTRE | 044227 | 33/11 KV WALUJ MAHANAGAR -4 (GOLWADI)
GTL00176 | DLMS-Secure | 055 | TCPIP_DLMS | GSM | Feeder | 4578 | 201 | 11 KV DISHA SANSKRUTI | 044227 | 33/11 KV WALUJ MAHANAGAR -4 (GOLWADI)
GTL00104 | DLMS-Secure | 055 | TCPIP_DLMS | GSM | Feeder | 4578 | 201 | 11 KV RAILWAYSTATION ROAD | 044228 | 33/11 KV SAMADHAN COLONY SS
XE489789 | DLMS-Secure | 055 | TCPIP_DLMS | GSM | Feeder | 4578 | 210 | 11KV MIDC NIRLAP | 044019 | 33/11 KV RAILWAY STATION
XB449556 | DLMS-Secure | 055 | TCPIP_DLMS | GSM | Feeder | 4578 | 204 | 11 KV SADAT NAGAR | 044227 | 33/11 KV WALUJ MAHANAGAR -4 (GOLWADI)
GTL00341 | DLMS-Secure | 055 | TCPIP_DLMS | GSM | Feeder | 4578 | 204 | 11KV SUDHAKAR NAGAR | 044221 | 33/11KV WALMI SS
08023107 | DLMS-Genus | 065 | TCPIP_DLMS | GSM | Feeder | 4578 | 206 | 11 KV RAHUL NAGAR | 044019 | 33/11 KV RAILWAY STATION
08023115 | DLMS-Genus | 065 | TCPIP_DLMS | GSM | Feeder | 4578 | 204 | 11 KV GOLWADI | 044019 | 33/11 KV RAILWAY STATION
08023062 | DLMS-Genus | 065 | TCPIP_DLMS | GSM | Feeder | 4578 | 205 | 11 kv RURAL PADEGAON FEEDER | 044222 | 33/11 KV PADEGAON
08023065 | DLMS-Genus | 065 | TCPIP_DLMS | GSM | Feeder | 4578 | 204 | 11 KV PETHE NAGAR | 044222 | 33/11 KV PADEGAON
08023064 | DLMS-Genus | 065 | TCPIP_DLMS | GSM | Feeder | 4578 | 206 | 11 KV DARGA FEEDER | 044222 | 33/11 KV PADEGAON
08023114 | DLMS-Genus | 065 | TCPIP_DLMS | GSM | Feeder | 4578 | 202 | 11 KV I.T.I | 044019 | 33/11 KV RAILWAY STATION
08023093 | DLMS-Genus | 065 | TCPIP_DLMS | GSM | Feeder | 4578 | 201 | 11 KV HOLYCROSS | 044038 | 33/11 KV CHAWANI
08023106 | DLMS-Genus | 065 | TCPIP_DLMS | GSM | Feeder | 4578 | 207 | 11 KV M.I.T. EXPRESS | 044019 | 33/11 KV RAILWAY STATION
08023066 | DLMS-Genus | 065 | TCPIP_DLMS | GSM | Feeder | 4578 | 205 | Walmi EXPRESS | 044221 | 33/11KV WALMI SS
15443401 | DLMS-LnT | 053 | TCPIP_DLMS | GSM | Feeder | 4578 | 202 | 11 KV CANTONMENT | 044038 | 33/11 KV CHAWANI
08023095 | DLMS-Genus | 065 | TCPIP_DLMS | GSM | Feeder | 4578 | 203 | 11 KV M.E.S. EXPRESS | 044038 | 33/11 KV CHAWANI
08023056 | DLMS-Genus | 065 | TCPIP_DLMS | GSM | Feeder | 4578 | 203 | 11 KV PRIYA COLONY | 044222 | 33/11 KV PADEGAON
08023059 | DLMS-Genus | 065 | TCPIP_DLMS | GSM | Feeder | 4578 | 207 | 11 KV RAMGOPAL NAGAR | 044222 | 33/11 KV PADEGAON
08023004 | DLMS-Genus | 065 | TCPIP_DLMS | GSM | Feeder | 4578 | 206 | Nakshatrawadi | 044221 | 33/11KV WALMI SS
GTL00451 | DLMS-Secure | 055 | TCPIP_DLMS | GSM | Feeder | 4578 | 202 | 11KV NEW KRANTI NAGAR | 044228 | 33/11 KV SAMADHAN COLONY SS
X0401879 | DLMS-Secure | 055 | TCPIP_DLMS | GSM | Feeder | 4578 | 206 | 11 KV KHANDOBA MANDIR | 044219 | 33/11 KV SATARA S/S
08023117 | DLMS-Genus | 065 | TCPIP_DLMS | GSM | Feeder | 4578 | 201 | 11 kV Dishanagari Feeder | 044219 | 33/11 KV SATARA S/S
08023118 | DLMS-Genus | 065 | TCPIP_DLMS | GSM | Feeder | 4578 | 202 | 11 kV Deolai Chowk Feeder | 044219 | 33/11 KV SATARA S/S
X1095657 | DLMS-Secure | 055 | TCPIP_DLMS | GSM | Feeder | 4578 | 203 | 11 KV KAMAL NAYAN BAJAJ EXPRESS | 044019 | 33/11 KV RAILWAY STATION
X0401877 | DLMS-Secure | 055 | TCPIP_DLMS | GSM | Feeder | 4578 | 209 | 11 KV AMC Padegaon | 044222 | 33/11 KV PADEGAON
08023119 | DLMS-Genus | 065 | TCPIP_DLMS | GSM | Feeder | 4578 | 203 | 11 kV Sara Siddhi Feeder | 044219 | 33/11 KV SATARA S/S
08023094 | DLMS-Genus | 065 | TCPIP_DLMS | GSM | Feeder | 4673 | 203 | 11 KV MONDHA FEEDER | 044052 | 33 KV BAIJIPURA S/STN
15443423 | DLMS-LnT | 053 | TCPIP_DLMS | GSM | Feeder | 4673 | 207 | 11 kv Kat kat Gate | 004701 | 132 KV HARSUL S\S
XB449557 | DLMS-Secure | 055 | TCPIP_DLMS | GSM | Feeder | 4673 | 207 | 11KV RANGIN GATE FEEDER | 044218 | 33KV HIMAYAT BAG
X0401873 | DLMS-Secure | 055 | TCPIP_DLMS | GSM | Feeder | 4673 | 209 | 11 KV CHAMPA CHOWK | 044218 | 33KV HIMAYAT BAG
X0853426 | DLMS-Secure | 055 | TCPIP_DLMS | GSM | Feeder | 4673 | 202 | 11 KV JAKATNAKA | 044224 | 33KV ROSHAN GATE
X0401869 | DLMS-Secure | 055 | TCPIP_DLMS | GSM | Feeder | 4673 | 201 | 11KV JASWANTPURA | 044224 | 33KV ROSHAN GATE
08023047 | DLMS-Genus | 065 | TCPIP_DLMS | GSM | Feeder | 4673 | 205 | 11KV AARTI | 044220 | 33KV jadhavwadi s.s
08023090 | DLMS-Genus | 065 | TCPIP_DLMS | GSM | Feeder | 4673 | 202 | 11 KV NIZAMUDDIN FEEDER | 044052 | 33 KV BAIJIPURA S/STN
08023046 | DLMS-Genus | 065 | TCPIP_DLMS | GSM | Feeder | 4673 | 201 | 11 KV SUREWADI | 044220 | 33KV jadhavwadi s.s
08023092 | DLMS-Genus | 065 | TCPIP_DLMS | GSM | Feeder | 4673 | 204 | 11KV A'BAD TIMES COLONY | 044224 | 33KV ROSHAN GATE
08023049 | DLMS-Genus | 065 | TCPIP_DLMS | GSM | Feeder | 4673 | 205 | 11 KV COLLECTOR OFFICE EXPRESS | 044218 | 33KV HIMAYAT BAG
08023053 | DLMS-Genus | 065 | TCPIP_DLMS | GSM | Feeder | 4673 | 202 | 11 KV CITYCHOWK POLICE STATION | 044218 | 33KV HIMAYAT BAG
08023051 | DLMS-Genus | 065 | TCPIP_DLMS | GSM | Feeder | 4673 | 204 | 11 KV ROJABAG FEEDER | 044218 | 33KV HIMAYAT BAG
15443415 | DLMS-LnT | 053 | TCPIP_DLMS | GSM | Feeder | 4673 | 201 | JAMAN JYOTI | 004701 | 132 KV HARSUL S\S
08023052 | DLMS-Genus | 065 | TCPIP_DLMS | GSM | Feeder | 4673 | 203 | 11KV GANESH COLONY | 044218 | 33KV HIMAYAT BAG
15443422 | DLMS-LnT | 053 | TCPIP_DLMS | GSM | Feeder | 4673 | 206 | SEVEN HILL | 004701 | 132 KV HARSUL S\S
15443416 | DLMS-LnT | 053 | TCPIP_DLMS | GSM | Feeder | 4673 | 203 | 11 KV TOWN 4 (Mayur Nagar) | 004701 | 132 KV HARSUL S\S
15443400 | DLMS-LnT | 053 | TCPIP_DLMS | GSM | Feeder | 4673 | 204 | 11 KV DELHI GATE | 004701 | 132 KV HARSUL S\S
15443417 | DLMS-LnT | 053 | TCPIP_DLMS | GSM | Feeder | 4673 | 202 | 11 KV SUBHEDARI | 004701 | 132 KV HARSUL S\S
X0401862 | DLMS-Secure | 055 | TCPIP_DLMS | GSM | Feeder | 4673 | 208 | 11 KV NATIONAL COLONY FEEDER | 044218 | 33KV HIMAYAT BAG
GTL00349 | DLMS-Secure | 055 | TCPIP_DLMS | GSM | Feeder | 4673 | 202 | 11KV MAYUR PARK | 044220 | 33KV jadhavwadi s.s
08023087 | DLMS-Genus | 065 | TCPIP_DLMS | GSM | Feeder | 4673 | 203 | 11 KV AZAD CHOWK | 044224 | 33KV ROSHAN GATE
08023091 | DLMS-Genus | 065 | TCPIP_DLMS | GSM | Feeder | 4673 | 201 | 11 KV ROSHAN GATE | 044052 | 33 KV BAIJIPURA S/STN
08023088 | DLMS-Genus | 065 | TCPIP_DLMS | GSM | Feeder | 4673 | 204 | WATER WORKS | 044052 | 33 KV BAIJIPURA S/STN
08023048 | DLMS-Genus | 065 | TCPIP_DLMS | GSM | Feeder | 4673 | 204 | 11KV SHIVNERI FEEDER | 044220 | 33KV jadhavwadi s.s
15443414 | DLMS-LnT | 053 | TCPIP_DLMS | GSM | Feeder | 4673 | 205 | 11 KV WATER WORKS | 004701 | 132 KV HARSUL S\S
08023116 | DLMS-Genus | 065 | TCPIP_DLMS | GSM | Feeder | 4673 | 209 | BHIM TEKDI | 004701 | 132 KV HARSUL S\S
15443418 | DLMS-LnT | 053 | TCPIP_DLMS | GSM | Feeder | 4673 | 210 | BHAGAT SINGH | 004701 | 132 KV HARSUL S\S
08023054 | DLMS-Genus | 065 | TCPIP_DLMS | GSM | Feeder | 4673 | 201 | 11 KV NEHRU BHAVAN | 044218 | 33KV HIMAYAT BAG
17270623 | DLMS-LnT | 053 | TCPIP_DLMS | GSM | Feeder | 4672 | 410 | NEW ENDURANCE (B-2) EXP. FEEDER | 047009 | 132 KV SUB STATION WALUJ
19859320 | DLMS-LnT | 053 | TCPIP_DLMS | GSM | Feeder | 4672 | 401 | NEW ENDURANCE EXP. FEEDER(E-92,93,94) | 044216 | 33KV E SECTOR WALUJ
XB499131 | DLMS-Secure | 055 | TCPIP_DLMS | GSM | Feeder | 4672 | 411 | 33 KV V.A ENGINEERS FEEDER | 044213 | 33 KV L SECTOR WALUJ
X1304710 | DLMS-Secure | 055 | TCPIP_DLMS | GSM | Feeder | 4672 | 204 | 11 KV SANJEEV AUTO | 044242 | 33 KV K SECTOR WALUJ
X1284456 | DLMS-Secure | 055 | TCPIP_DLMS | GSM | Feeder | 4672 | 203 | 11 KV R- VISION | 044242 | 33 KV K SECTOR WALUJ
X1284437 | DLMS-Secure | 055 | TCPIP_DLMS | GSM | Feeder | 4672 | 201 | 11 KV AURANGABAD POLYCONTAINER | 044242 | 33 KV K SECTOR WALUJ
X1284427 | DLMS-Secure | 055 | TCPIP_DLMS | GSM | Feeder | 4672 | 202 | 11 KV CHANDRA MAT | 044242 | 33 KV K SECTOR WALUJ
X1284420 | DLMS-Secure | 055 | TCPIP_DLMS | GSM | Feeder | 4672 | 205 | 11 KV SHANTDEEP | 044242 | 33 KV K SECTOR WALUJ
X1284464 | DLMS-Secure | 055 | TCPIP_DLMS | GSM | Feeder | 4672 | 206 | 11 KV SPARE FEEDER | 044242 | 33 KV K SECTOR WALUJ
XF460452 | DLMS-Secure | 055 | TCPIP_DLMS | GSM | Feeder | 4672 | 417 | 33 KV BKT | 044213 | 33 KV L SECTOR WALUJ
17270646 | LnT | 053 | TCPIP_LnT_9600 | GSM | Feeder | 4672 | 416 | 33 KV ENDURANCE EXP (K-SECTOR) FEEDER | 044213 | 33 KV L SECTOR WALUJ
XE419471 | DLMS-Secure | 055 | TCPIP_DLMS | GSM | Feeder | 4672 | 211 | 11KV LUMAX AUTO | 044216 | 33KV E SECTOR WALUJ
X0853262 | DLMS-Secure | 055 | TCPIP_DLMS | GSM | Feeder | 4672 | 209 | 11KV PAHARIMATA EXP | 044213 | 33 KV L SECTOR WALUJ
XE419432 | DLMS-Secure | 055 | TCPIP_DLMS | GSM | Feeder | 4672 | 206 | 11KV V A ENGINEERS | 044213 | 33 KV L SECTOR WALUJ
XD413039 | DLMS-Secure | 055 | TCPIP_DLMS | GSM | Feeder | 4672 | 208 | 11KV SANKAJ | 044217 | 33 KV D SECTOR WALUJ
XH407117 | DLMS-Secure | 055 | TCPIP_DLMS | GSM | Feeder | 4672 | 209 | 11 KV SAI UDHYOG NAGARI | 044217 | 33 KV D SECTOR WALUJ
XH407142 | DLMS-Secure | 055 | TCPIP_DLMS | GSM | Feeder | 4672 | 210 | 11KV SUVARNA LAGHU UDHYOG | 044217 | 33 KV D SECTOR WALUJ
XC413914 | DLMS-Secure | 055 | TCPIP_DLMS | GSM | Feeder | 4672 | 209 | 11 KV LAXMI RIKSHAW | 044215 | 33/11 KV M-SECTOR WALUJ
08023097 | DLMS-Genus | 065 | TCPIP_DLMS | GSM | Feeder | 4672 | 202 | 11KV G Sector | 044216 | 33KV E SECTOR WALUJ
08023099 | DLMS-Genus | 065 | TCPIP_DLMS | GSM | Feeder | 4672 | 207 | IPCA EXPRESS FEEDER | 044216 | 33KV E SECTOR WALUJ
08023102 | DLMS-Genus | 065 | TCPIP_DLMS | GSM | Feeder | 4672 | 204 | Niton | 044216 | 33KV E SECTOR WALUJ
08023111 | DLMS-Genus | 065 | TCPIP_DLMS | GSM | Feeder | 4672 | 203 | NATH FORGING | 044215 | 33/11 KV M-SECTOR WALUJ
15443421 | DLMS-LnT | 053 | TCPIP_DLMS | GSM | Feeder | 4672 | 202 | 11 KV GARWARE | 044213 | 33 KV L SECTOR WALUJ
08023076 | DLMS-Genus | 065 | TCPIP_DLMS | GSM | Feeder | 4672 | 205 | VARSA | 044215 | 33/11 KV M-SECTOR WALUJ
08023113 | DLMS-Genus | 065 | TCPIP_DLMS | GSM | Feeder | 4672 | 204 | FOSTERS | 044215 | 33/11 KV M-SECTOR WALUJ
15443420 | DLMS-LnT | 053 | TCPIP_DLMS | GSM | Feeder | 4672 | 201 | 11 KV E+H | 044213 | 33 KV L SECTOR WALUJ
08023079 | DLMS-Genus | 065 | TCPIP_DLMS | GSM | Feeder | 4672 | 206 | Tarraco | 044217 | 33 KV D SECTOR WALUJ
08023098 | DLMS-Genus | 065 | TCPIP_DLMS | GSM | Feeder | 4672 | 206 | 11KV Ramnani | 044216 | 33KV E SECTOR WALUJ
08023101 | DLMS-Genus | 065 | TCPIP_DLMS | GSM | Feeder | 4672 | 208 | 11 KV NRB EXP. | 044216 | 33KV E SECTOR WALUJ
08023084 | DLMS-Genus | 065 | TCPIP_DLMS | GSM | Feeder | 4672 | 201 | Indian Tool | 044217 | 33 KV D SECTOR WALUJ
08023104 | DLMS-Genus | 065 | TCPIP_DLMS | GSM | Feeder | 4672 | 201 | 11KV TTK | 044216 | 33KV E SECTOR WALUJ
15443419 | DLMS-LnT | 053 | TCPIP_DLMS | GSM | Feeder | 4672 | 204 | 11 KV HIRA | 044213 | 33 KV L SECTOR WALUJ
GTL00792 | DLMS-Secure | 055 | TCPIP_DLMS | GSM | Feeder | 4672 | 207 | 11 KV DIPER INDIA | 047009 | 132 KV SUB STATION WALUJ
08023077 | DLMS-Genus | 065 | TCPIP_DLMS | GSM | Feeder | 4672 | 207 | 11 KV WATER WORKS EXPRESS | 044217 | 33 KV D SECTOR WALUJ
08023081 | DLMS-Genus | 065 | TCPIP_DLMS | GSM | Feeder | 4672 | 204 | 11 KV AURANGABAD ROTOPLAST | 044217 | 33 KV D SECTOR WALUJ
08023078 | DLMS-Genus | 065 | TCPIP_DLMS | GSM | Feeder | 4672 | 202 | D Sector | 044217 | 33 KV D SECTOR WALUJ
GTL00790 | DLMS-Secure | 055 | TCPIP_DLMS | GSM | Feeder | 4672 | 204 | 11 KV GUPTA CONCOST | 047009 | 132 KV SUB STATION WALUJ
17270645 | DLMS-LnT | 053 | TCPIP_DLMS | GSM | Feeder | 4672 | 408 | 33 KV WOCKHARDT BIO EXP | 044213 | 33 KV L SECTOR WALUJ
08023100 | DLMS-Genus | 065 | TCPIP_DLMS | GSM | Feeder | 4672 | 205 | 11KV E Sector (LIP) | 044216 | 33KV E SECTOR WALUJ
08023082 | DLMS-Genus | 065 | TCPIP_DLMS | GSM | Feeder | 4672 | 205 | 11 KV HVDS PADHARPUR | 044217 | 33 KV D SECTOR WALUJ
08023057 | DLMS-Genus | 065 | TCPIP_DLMS | GSM | Feeder | 4672 | 209 | 11 KV SPECIALITY POLYFILM | 044216 | 33KV E SECTOR WALUJ
XE419440 | DLMS-Secure | 055 | TCPIP_DLMS | GSM | Feeder | 4672 | 208 | 11 KV CHANDRASHEEL CASTING | 044215 | 33/11 KV M-SECTOR WALUJ
X1093312 | DLMS-Secure | 055 | TCPIP_DLMS | GSM | Feeder | 4672 | 212 | 11KV ATRA EXP FEEDER | 044216 | 33KV E SECTOR WALUJ
08023108 | DLMS-Genus | 065 | TCPIP_DLMS | GSM | Feeder | 4672 | 205 | GANGA MAI I | 044213 | 33 KV L SECTOR WALUJ
15443411 | DLMS-LnT | 053 | TCPIP_DLMS | GSM | Feeder | 4672 | 415 | 33 KV ENDURANCE ( L-6) | 044213 | 33 KV L SECTOR WALUJ
GTL52836 | DLMS-Secure | 055 | TCPIP_DLMS | GSM | Feeder | 4672 | 710 | 132 KV SOUTH ASIA TYRE FEEDER | 004801 | 220 KV PADEGAON SUB STATION
15443403 | DLMS-LnT | 053 | TCPIP_DLMS | GSM | Feeder | 4672 | 413 | 33KV MYLAN | 044213 | 33 KV L SECTOR WALUJ
15443424 | DLMS-LnT | 053 | TCPIP_DLMS | GSM | Feeder | 4672 | 212 | 11KV WALUJ MAHANAGAR FEEDER | 047009 | 132 KV SUB STATION WALUJ
GTL00803 | DLMS-Secure | 055 | TCPIP_DLMS | GSM | Feeder | 4672 | 404 | Cosmo Films OLD | 047009 | 132 KV SUB STATION WALUJ
X0399622 | DLMS-Secure | 055 | TCPIP_DLMS | GSM | Feeder | 4672 | 408 | 33 KV BKT EXP. FEEDER | 047009 | 132 KV SUB STATION WALUJ
X0399621 | DLMS-Secure | 055 | TCPIP_DLMS | GSM | Feeder | 4672 | 206 | 11 KV BIRLA ERICSION | 047009 | 132 KV SUB STATION WALUJ
X0399629 | DLMS-Secure | 055 | TCPIP_DLMS | GSM | Feeder | 4672 | 704 | 132 KV BAJAJ CKT-2 FEEDER | 047009 | 132 KV SUB STATION WALUJ
X0399628 | DLMS-Secure | 055 | TCPIP_DLMS | GSM | Feeder | 4672 | 703 | 132 KV BAJAJ CKT-1 FEEDER | 047009 | 132 KV SUB STATION WALUJ
19859324 | DLMS-LnT | 053 | TCPIP_DLMS | GSM | Feeder | 4672 | 410 | 33 KV E+H EXP FEEDER | 044213 | 33 KV L SECTOR WALUJ
15443433 | DLMS-LnT | 053 | TCPIP_DLMS | GSM | Feeder | 4672 | 403 | 33 KV STARLITE CKT NO 1 | 044213 | 33 KV L SECTOR WALUJ
15443432 | DLMS-LnT | 053 | TCPIP_DLMS | GSM | Feeder | 4672 | 402 | 33 KV SIEMENCE | 044213 | 33 KV L SECTOR WALUJ
15443426 | DLMS-LnT | 053 | TCPIP_DLMS | GSM | Feeder | 4672 | 404 | 33 KV STARLITE CKT NO II | 044213 | 33 KV L SECTOR WALUJ
15443428 | DLMS-LnT | 053 | TCPIP_DLMS | GSM | Feeder | 4672 | 412 | 33 KV ORCHID FEEDER | 044213 | 33 KV L SECTOR WALUJ
GTL00160 | DLMS-Secure | 055 | TCPIP_DLMS | GSM | Feeder | 4672 | 203 | RKHWAL INDUSTRIES | 044217 | 33 KV D SECTOR WALUJ
MSP35903 | DLMS-Secure | 055 | TCPIP_DLMS | GSM | Feeder | 4672 | 414 | 33 KV VARROC ( M-191/3 ) | 044213 | 33 KV L SECTOR WALUJ
08023096 | DLMS-Genus | 065 | TCPIP_DLMS | GSM | Feeder | 4672 | 210 | 11 KV TATA TELE SERVICES | 044216 | 33KV E SECTOR WALUJ
08023085 | DLMS-Genus | 065 | TCPIP_DLMS | GSM | Feeder | 4672 | 201 | KAIZEN | 044215 | 33/11 KV M-SECTOR WALUJ
08023103 | DLMS-Genus | 065 | TCPIP_DLMS | GSM | Feeder | 4672 | 206 | RUBICON | 044215 | 33/11 KV M-SECTOR WALUJ
08023083 | DLMS-Genus | 065 | TCPIP_DLMS | GSM | Feeder | 4672 | 202 | MDS ALLOYS | 044215 | 33/11 KV M-SECTOR WALUJ
GTL00775 | DLMS-Secure | 055 | TCPIP_DLMS | GSM | Feeder | 4672 | 211 | 11 KV RESIDENTAIL | 047009 | 132 KV SUB STATION WALUJ
GTL00793 | DLMS-Secure | 055 | TCPIP_DLMS | GSM | Feeder | 4672 | 208 | 11 KV ARIAN ORGO. | 047009 | 132 KV SUB STATION WALUJ
15443410 | DLMS-LnT | 053 | TCPIP_DLMS | GSM | Feeder | 4672 | 207 | 11 KV ADEEP | 044213 | 33 KV L SECTOR WALUJ
15443409 | DLMS-LnT | 053 | TCPIP_DLMS | GSM | Feeder | 4672 | 208 | 11 KV RUCHA EXP | 044213 | 33 KV L SECTOR WALUJ
GTL00796 | DLMS-Secure | 055 | TCPIP_DLMS | GSM | Feeder | 4672 | 202 | 11 KV NIPUN | 047009 | 132 KV SUB STATION WALUJ
15443412 | DLMS-LnT | 053 | TCPIP_DLMS | GSM | Feeder | 4672 | 203 | 11 KV KESONA | 044213 | 33 KV L SECTOR WALUJ
GTL00774 | DLMS-Secure | 055 | TCPIP_DLMS | GSM | Feeder | 4672 | 407 | NEW COSMO EXPREES FEEDER | 047009 | 132 KV SUB STATION WALUJ
GTL00791 | DLMS-Secure | 055 | TCPIP_DLMS | GSM | Feeder | 4672 | 203 | 11 KV VIJAY CO-POLYMER | 047009 | 132 KV SUB STATION WALUJ
08023006 | DLMS-Genus | 065 | TCPIP_DLMS | GSM | Feeder | 4674 | 205 | 11 KV WATER SUPPLY | 044212 | N-7 SUB-STATION
XG438042 | DLMS-Secure | 055 | TCPIP_DLMS | GSM | Feeder | 4674 | 202 | SURANA NAGAR | 044230 | 33/11 KV N-10 SUBSTATION
XC413948 | DLMS-Secure | 055 | TCPIP_DLMS | GSM | Feeder | 4674 | 201 | 11KV SUBHASHRI | 044212 | N-7 SUB-STATION
XG438007 | DLMS-Secure | 055 | TCPIP_DLMS | GSM | Feeder | 4674 | 204 | 11 KV POLICE COLONY | 044230 | 33/11 KV N-10 SUBSTATION
XG438059 | DLMS-Secure | 055 | TCPIP_DLMS | GSM | Feeder | 4674 | 201 | NAHID NAGAR | 044230 | 33/11 KV N-10 SUBSTATION
XG438043 | DLMS-Secure | 055 | TCPIP_DLMS | GSM | Feeder | 4674 | 203 | GANESH COLONY | 044230 | 33/11 KV N-10 SUBSTATION
08023009 | DLMS-Genus | 065 | TCPIP_DLMS | GSM | Feeder | 4674 | 204 | 11KV SHARADA | 044212 | N-7 SUB-STATION
XC413941 | DLMS-Secure | 055 | TCPIP_DLMS | GSM | Feeder | 4674 | 202 | 11KV N5 CIDCO FEEDER | 044212 | N-7 SUB-STATION
08023014 | DLMS-Genus | 065 | TCPIP_DLMS | GSM | Feeder | 4674 | 203 | 11KV RAM MANDIR | 044212 | N-7 SUB-STATION
GTL00785 | DLMS-Secure | 055 | TCPIP_DLMS | GSM | Feeder | 4395 | 212 | IND-I | 047002 | 132 KV CHIKALTHANA S/S
GTL00787 | DLMS-Secure | 055 | TCPIP_DLMS | GSM | Feeder | 4395 | 213 | 11 KV Naregaon | 047002 | 132 KV CHIKALTHANA S/S
GTL00781 | DLMS-Secure | 055 | TCPIP_DLMS | GSM | Feeder | 4395 | 207 | GREAVES | 047002 | 132 KV CHIKALTHANA S/S
GTL00780 | DLMS-Secure | 055 | TCPIP_DLMS | GSM | Feeder | 4395 | 209 | IND-II | 047002 | 132 KV CHIKALTHANA S/S
GTL00779 | DLMS-Secure | 055 | TCPIP_DLMS | GSM | Feeder | 4395 | 203 | MAHAVEER EXP | 047002 | 132 KV CHIKALTHANA S/S
X0401880 | DLMS-Secure | 055 | TCPIP_DLMS | GSM | Feeder | 4395 | 201 | JALNA ROAD | 044031 | 33 KV N-4 S/S
XG438009 | DLMS-Secure | 055 | TCPIP_DLMS | GSM | Feeder | 4395 | 204 | 11 KV WAKHARD FROM STPI | 044236 | 33/11 KV STPI SUBSTATION
XG438051 | DLMS-Secure | 055 | TCPIP_DLMS | GSM | Feeder | 4395 | 207 | 11 KV J SECTOR | 044236 | 33/11 KV STPI SUBSTATION
XG438045 | DLMS-Secure | 055 | TCPIP_DLMS | GSM | Feeder | 4395 | 205 | 11 KV H SECTOR | 044236 | 33/11 KV STPI SUBSTATION
XG438060 | DLMS-Secure | 055 | TCPIP_DLMS | GSM | Feeder | 4395 | 201 | 11 KV GREVES FROM STPT | 044236 | 33/11 KV STPI SUBSTATION
XG438047 | DLMS-Secure | 055 | TCPIP_DLMS | GSM | Feeder | 4395 | 203 | 11 KV RADIANT AGRO STPI | 044236 | 33/11 KV STPI SUBSTATION
XG438036 | DLMS-Secure | 055 | TCPIP_DLMS | GSM | Feeder | 4395 | 206 | 11 KV SOFTWARE PARK | 044236 | 33/11 KV STPI SUBSTATION
XG438053 | DLMS-Secure | 055 | TCPIP_DLMS | GSM | Feeder | 4395 | 208 | 11 KV NAREGAO STPI | 044236 | 33/11 KV STPI SUBSTATION
GTL00098 | DLMS-Secure | 055 | TCPIP_DLMS | GSM | Feeder | 4395 | 203 | 11 KV POWER LOOM | 044226 | 33/11 KV BEDSE PAPER
GTL52753 | DLMS-Secure | 055 | TCPIP_DLMS | GSM | Feeder | 4395 | 206 | 11 KV NATH AGROO | 044226 | 33/11 KV BEDSE PAPER
08023044 | DLMS-Genus | 065 | TCPIP_DLMS | GSM | Feeder | 4395 | 203 | DHOOT EXP. | 044058 | MHADA 33 KV SUB STN
08023010 | DLMS-Genus | 065 | TCPIP_DLMS | GSM | Feeder | 4395 | 202 | GARKHEDA | 044031 | 33 KV N-4 S/S
GTL00760 | DLMS-Secure | 055 | TCPIP_DLMS | GSM | Feeder | 4395 | 208 | RADIANT AGRO | 047002 | 132 KV CHIKALTHANA S/S
GTL00450 | DLMS-Secure | 055 | TCPIP_DLMS | GSM | Feeder | 4395 | 207 | 11KV THAKARE NAGAR | 044031 | 33 KV N-4 S/S
GTL52782 | DLMS-Secure | 055 | TCPIP_DLMS | GSM | Feeder | 4395 | 208 | 11KV CIDCO N-4 NEW | 044031 | 33 KV N-4 S/S
GTL00529 | DLMS-Secure | 055 | TCPIP_DLMS | GSM | Feeder | 4395 | 202 | 11 KV CTR | 044226 | 33/11 KV BEDSE PAPER
GTL00499 | DLMS-Secure | 055 | TCPIP_DLMS | GSM | Feeder | 4395 | 201 | 11 KV GAUTAM DALLMILL | 044226 | 33/11 KV BEDSE PAPER
GTL52739 | DLMS-Secure | 055 | TCPIP_DLMS | GSM | Feeder | 4395 | 205 | 11 KV KAUSAR PARK | 044226 | 33/11 KV BEDSE PAPER
GTL00436 | DLMS-Secure | 055 | TCPIP_DLMS | GSM | Feeder | 4395 | 204 | 11 UTTRANAGRI | 044226 | 33/11 KV BEDSE PAPER
X1093112 | DLMS-Secure | 055 | TCPIP_DLMS | GSM | Feeder | 4395 | 209 | HIGH COURT EXP ANNEX BUILDING | 044031 | 33 KV N-4 S/S
X1093117 | DLMS-Secure | 055 | TCPIP_DLMS | GSM | Feeder | 4395 | 204 | 11 KV CHIKALTHANA | 044058 | MHADA 33 KV SUB STN
XG438008 | DLMS-Secure | 055 | TCPIP_DLMS | GSM | Feeder | 4395 | 202 | 11 KV SPARE FEEDER | 044236 | 33/11 KV STPI SUBSTATION
08023039 | DLMS-Genus | 065 | TCPIP_DLMS | GSM | Feeder | 4395 | 201 | MHADA | 044058 | MHADA 33 KV SUB STN
08023012 | DLMS-Genus | 065 | TCPIP_DLMS | GSM | Feeder | 4395 | 203 | 11KV N-3 | 044031 | 33 KV N-4 S/S
08023015 | DLMS-Genus | 065 | TCPIP_DLMS | GSM | Feeder | 4395 | 205 | HIGH COURT EXP | 044031 | 33 KV N-4 S/S
08023008 | DLMS-Genus | 065 | TCPIP_DLMS | GSM | Feeder | 4395 | 204 | 11KV JAIBHAWANI NAGAR | 044031 | 33 KV N-4 S/S
08023043 | DLMS-Genus | 065 | TCPIP_DLMS | GSM | Feeder | 4395 | 202 | RAMNAGAR | 044058 | MHADA 33 KV SUB STN
GTL00788 | DLMS-Secure | 055 | TCPIP_DLMS | GSM | Feeder | 4395 | 214 | INDIAN TOOL | 047002 | 132 KV CHIKALTHANA S/S
GTL00807 | DLMS-Secure | 055 | TCPIP_DLMS | GSM | Feeder | 4395 | 201 | GARWARE EXP. | 047002 | 132 KV CHIKALTHANA S/S
GTL00782 | DLMS-Secure | 055 | TCPIP_DLMS | GSM | Feeder | 4395 | 206 | Wokhardt | 047002 | 132 KV CHIKALTHANA S/S
GTL00777 | DLMS-Secure | 055 | TCPIP_DLMS | GSM | Feeder | 4395 | 204 | 11 KV CIDCO | 047002 | 132 KV CHIKALTHANA S/S
GTL00778 | DLMS-Secure | 055 | TCPIP_DLMS | GSM | Feeder | 4395 | 210 | 11 KV N-1 | 047002 | 132 KV CHIKALTHANA S/S
GTL00783 | DLMS-Secure | 055 | TCPIP_DLMS | GSM | Feeder | 4395 | 205 | RAMA | 047002 | 132 KV CHIKALTHANA S/S
GTL00799 | DLMS-Secure | 055 | TCPIP_DLMS | GSM | Feeder | 4395 | 405 | Empire Mall | 047002 | 132 KV CHIKALTHANA S/S
GTL00784 | DLMS-Secure | 055 | TCPIP_DLMS | GSM | Feeder | 4395 | 202 | CENTRON | 047002 | 132 KV CHIKALTHANA S/S
GTL00776 | DLMS-Secure | 055 | TCPIP_DLMS | GSM | Feeder | 4395 | 215 | AGRO EXP | 047002 | 132 KV CHIKALTHANA S/S
GTL00400 | DLMS-Secure | 055 | TCPIP_DLMS | GSM | Feeder | 4675 | 206 | 11 KV DEVA NAGARI | 044211 | 33KV PANNALALNAGAR
08023041 | DLMS-Genus | 065 | TCPIP_DLMS | GSM | Feeder | 4675 | 204 | 11 KV DEOGIRI | 044210 | SHIVAJI NAGAR 33 KV
08023042 | DLMS-Genus | 065 | TCPIP_DLMS | GSM | Feeder | 4675 | 204 | 11 KV MUTHA COMPLEX | 044225 | 33/11 KV SOOT GIRNI
08023024 | DLMS-Genus | 065 | TCPIP_DLMS | GSM | Feeder | 4675 | 201 | 11KV CHETNA | 044211 | 33KV PANNALALNAGAR
X0401878 | DLMS-Secure | 055 | TCPIP_DLMS | GSM | Feeder | 4675 | 201 | 11 KV LAXMI NGR | 044210 | SHIVAJI NAGAR 33 KV
08023021 | DLMS-Genus | 065 | TCPIP_DLMS | GSM | Feeder | 4675 | 204 | 11 KV PAITHAN GATE | 044211 | 33KV PANNALALNAGAR
08023045 | DLMS-Genus | 065 | TCPIP_DLMS | GSM | Feeder | 4675 | 203 | 11 KV RENUKA | 044210 | SHIVAJI NAGAR 33 KV
XE419442 | DLMS-Secure | 055 | TCPIP_DLMS | GSM | Feeder | 4675 | 208 | SBH COLONY | 044211 | 33KV PANNALALNAGAR
08023016 | DLMS-Genus | 065 | TCPIP_DLMS | GSM | Feeder | 4675 | 205 | WATER WORKS | 044211 | 33KV PANNALALNAGAR
08023037 | DLMS-Genus | 065 | TCPIP_DLMS | GSM | Feeder | 4675 | 202 | 11 KV MORESHWAR | 044210 | SHIVAJI NAGAR 33 KV
08023036 | DLMS-Genus | 065 | TCPIP_DLMS | GSM | Feeder | 4675 | 206 | 11 KV GAJANAN MANDIR | 044225 | 33/11 KV SOOT GIRNI
08023017 | DLMS-Genus | 065 | TCPIP_DLMS | GSM | Feeder | 4675 | 203 | 11 KV CHANAKYAPURI | 044225 | 33/11 KV SOOT GIRNI
08023019 | DLMS-Genus | 065 | TCPIP_DLMS | GSM | Feeder | 4675 | 201 | 11 KV INDIRA NAGAR | 044225 | 33/11 KV SOOT GIRNI
08023020 | DLMS-Genus | 065 | TCPIP_DLMS | GSM | Feeder | 4675 | 202 | 11 KV STADIUM | 044225 | 33/11 KV SOOT GIRNI
08023018 | DLMS-Genus | 065 | TCPIP_DLMS | GSM | Feeder | 4675 | 205 | 11 KV SUHAS COLONY | 044225 | 33/11 KV SOOT GIRNI
08023025 | DLMS-Genus | 065 | TCPIP_DLMS | GSM | Feeder | 4675 | 202 | 11 KV RANGMANDIR FEEDER | 044211 | 33KV PANNALALNAGAR
08023022 | DLMS-Genus | 065 | TCPIP_DLMS | GSM | Feeder | 4675 | 203 | DUDH DAIRY | 044211 | 33KV PANNALALNAGAR
15443216 | DLMS-LnT | 053 | TCPIP_DLMS | GSM | Feeder | 2233 | 211 | SHEKTA GAOTHAN
X0402428 | DLMS-Secure | 055 | TCPIP_DLMS | GSM | Feeder | 2233 | 206 | 11KV INDUSTRIAL FEEDER
04575017 | DLMS-Genus | 065 | TCPIP_DLMS | GSM | Feeder | 2233 | 204 | AURANGPURWADI AG FEEDER
15443146 | DLMS-LnT | 053 | TCPIP_DLMS | GSM | Feeder | 2233 | 201 | BIDKIN AG
X0401843 | DLMS-Secure | 055 | TCPIP_DLMS | GSM | Feeder | 2233 | 208 | TIRUPATI INDUSTRIAL FEEDER | 044069 | 33/11 KV DHORKIN
XG476863 | DLMS-Secure | 055 | TCPIP_DLMS | GSM | Feeder | 2233 | 205 | 11KV DHABDHABI AG | 044111 | 33KV AMRAPURWAGHUNDI
15443376 | DLMS-LnT | 053 | TCPIP_LnT_9600 | GSM | Feeder | 2233 | 204 | 11 KV BALANAGAR GAOTHAN
15443145 | DLMS-LnT | 053 | TCPIP_DLMS | GSM | Feeder | 2233 | 203 | LAKHEGAON AG
X1254086 | DLMS-Secure | 055 | TCPIP_DLMS | GSM | Feeder | 2233 | 207 | 11 KV PANGARA AG
X0402421 | DLMS-Secure | 055 | TCPIP_DLMS | GSM | Feeder | 2233 | 209 | BIDKIN GAOTHAN
15443151 | DLMS-LnT | 053 | TCPIP_DLMS | GSM | Feeder | 2233 | 203 | SHEKTA
12626641 | DLMS-LnT | 053 | TCPIP_LnT_9600 | GSM | Feeder | 2233 | 211 | NANDALGAON AG FEEDER
X0400766 | DLMS-Secure | 055 | TCPIP_Secure | GSM | Feeder | 2233 | 201 | 11 KV BARANAGAR I AG
15443186 | DLMS-LnT | 053 | TCPIP_LnT_9600 | GSM | Feeder | 2233 | 207 | 11 KV PORGAON AG
15443371 | DLMS-LnT | 053 | TCPIP_DLMS | GSM | Feeder | 2241 | 201 | 11KV GROWTH CENTRE I FEEDER | 044068 | 33KV WALUJ MAHANAGAR S/STN.
15443258 | DLMS-LnT | 053 | TCPIP_DLMS | GSM | Feeder | 2241 | 203 | 11KV P.M.CHORDIA FEEDER | 044068 | 33KV WALUJ MAHANAGAR S/STN.
15443310 | DLMS-LnT | 053 | TCPIP_DLMS | GSM | Feeder | 2241 | 202 | 11KV A.S.CLUB FEEDER Ag | 044068 | 33KV WALUJ MAHANAGAR S/STN.
X0398492 | DLMS-Secure | 055 | TCPIP_DLMS | GSM | Feeder | 2241 | 206 | 11 KV TULJAPUR INDUSTRIAL FEEDER | 044045 | 33/11KV CHOWKA S/S
X0402644 | DLMS-Secure | 055 | TCPIP_DLMS | GSM | Feeder | 2241 | 206 | 11KV South City | 044068 | 33KV WALUJ MAHANAGAR S/STN.
X0402711 | DLMS-Secure | 055 | TCPIP_DLMS | GSM | Feeder | 2241 | 207 | SHAHAPUR BANJARA | 044044 | 33 KV MALIWADA
X0402416 | DLMS-Secure | 055 | TCPIP_DLMS | GSM | Feeder | 2241 | 204 | 11KV KARODI AG | 044102 | KARODI
X0400774 | DLMS-Secure | 055 | TCPIP_DLMS | GSM | Feeder | 2241 | 205 | 11KV SAJAPUR AG | 044102 | KARODI
XB449544 | DLMS-Secure | 055 | TCPIP_DLMS | GSM | Feeder | 2241 | 203 | 11 KV INDUSTRIAL | 044102 | KARODI
GTL52787 | DLMS-Secure | 055 | TCPIP_DLMS | GSM | Feeder | 2241 | 205 | 11KV PISADEVI GAOTHAN | 044090 | 33 KV POKHRI S/S
X1254101 | DLMS-Secure | 055 | TCPIP_DLMS | GSM | Feeder | 2241 | 206 | 11 KV DPS FEEDER | 044102 | KARODI
X1254106 | DLMS-Secure | 055 | TCPIP_DLMS | GSM | Feeder | 2241 | 202 | 11KV PATODA AG | 044087 | 33 KV Patoda S/S
X0402394 | DLMS-Secure | 055 | TCPIP_DLMS | GSM | Feeder | 2241 | 205 | SAMYAK & SOUTH CITY FEEDER-I | 044087 | 33 KV Patoda S/S
XE482448 | DLMS-Secure | 055 | TCPIP_DLMS | GSM | Feeder | 2241 | 211 | 11KV ASEGAON GAONTHAN | 044044 | 33 KV MALIWADA
GTL52754 | DLMS-Secure | 055 | TCPIP_DLMS | GSM | Feeder | 2241 | 203 | 11 KV CHAUKA AG FEEDER | 044045 | 33/11KV CHOWKA S/S
GTL52843 | DLMS-Secure | 055 | TCPIP_DLMS | GSM | Feeder | 2241 | 207 | 11 KV UNIQUE STONE CRUSHER FEEDER | 044045 | 33/11KV CHOWKA S/S
GTL52730 | DLMS-Secure | 055 | TCPIP_DLMS | GSM | Feeder | 2241 | 201 | 11KV CHUAKA GAOTHAN FEEDER | 044045 | 33/11KV CHOWKA S/S
GTL52845 | DLMS-Secure | 055 | TCPIP_DLMS | GSM | Feeder | 2241 | 203 | 11KV PALSHI GAOTHAN | 044090 | 33 KV POKHRI S/S
GTL52740 | DLMS-Secure | 055 | TCPIP_DLMS | GSM | Feeder | 2241 | 201 | 11 KV SAJAPUR INDUSTRIAL | 044102 | KARODI
15443373 | DLMS-LnT | 053 | TCPIP_DLMS | GSM | Feeder | 2241 | 209 | 11 KV Stone Crusher | 044068 | 33KV WALUJ MAHANAGAR S/STN.
X0398494 | DLMS-Secure | 055 | TCPIP_DLMS | GSM | Feeder | 2241 | 202 | 11 KV SAWANGI AG FEEDER | 044045 | 33/11KV CHOWKA S/S
X0402455 | DLMS-Secure | 055 | TCPIP_DLMS | GSM | Feeder | 2241 | 204 | 11 KV KRISHNPURWADI AG FEEDER | 044090 | 33 KV POKHRI S/S
00382275 | DLMS-HPL | 076 | NON_AMR_MODEM | GSM | Feeder | 2241 | 205 | 11 KV SAWANGI GAOTHAN FEEDER | 044045 | 33/11KV CHOWKA S/S
15443366 | DLMS-LnT | 053 | TCPIP_DLMS | GSM | Feeder | 2241 | 204 | 11 KV LINGDARI AG FEEDER | 044045 | 33/11KV CHOWKA S/S
X0402407 | DLMS-Secure | 055 | TCPIP_LnT_9600 | GSM | Feeder | 2241 | 206 | 11 KV KOLTHAN GAOTHAN FEEDER | 044090 | 33 KV POKHRI S/S
X0402410 | DLMS-Secure | 055 | TCPIP_DLMS | GSM | Feeder | 2241 | 201 | 11KV ADGAON(SARAK) AG | 044090 | 33 KV POKHRI S/S
X1254117 | DLMS-Secure | 055 | TCPIP_DLMS | GSM | Feeder | 2241 | 201 | 11 KV Gaothan | 044087 | 33 KV Patoda S/S
MSP12709 | Secure | 055 | TCPIP_Secure | GSM | Feeder | 2241 | 203 | 11KV WALADGAON | 044087 | 33 KV Patoda S/S
X0402645 | DLMS-Secure | 055 | TCPIP_DLMS | GSM | Feeder | 2241 | 205 | 11KV Sara | 044068 | 33KV WALUJ MAHANAGAR S/STN.
X0402643 | DLMS-Secure | 055 | TCPIP_DLMS | GSM | Feeder | 2241 | 206 | 11 KV JAMBHALA | 044044 | 33 KV MALIWADA
X0402636 | DLMS-Secure | 055 | TCPIP_DLMS | GSM | Feeder | 2241 | 205 | 11KV ASEGAON AG FEEDER | 044044 | 33 KV MALIWADA
X0402642 | DLMS-Secure | 055 | TCPIP_DLMS | GSM | Feeder | 2241 | 202 | 11KV DAULATABAD AG FEEDER | 044044 | 33 KV MALIWADA
17223703 | DLMS-LnT | 053 | TCPIP_DLMS | GSM | Feeder | 2241 | 204 | 11KV Growth Center II | 044068 | 33KV WALUJ MAHANAGAR S/STN.
X0402646 | DLMS-Secure | 055 | TCPIP_DLMS | GSM | Feeder | 2241 | 201 | 11 KV L & T -1 | 044044 | 33 KV MALIWADA
17271608 | DLMS-LnT | 053 | TCPIP_DLMS | GSM | Feeder | 2241 | 201 | 11KV JATWADA GAOTHAN FEEDER | 044128 | 33KV/11KV JATWADA
17223682 | DLMS-LnT | 053 | TCPIP_DLMS | GSM | Feeder | 2241 | 202 | 11KV JOGWADA AG FEEDER | 044128 | 33KV/11KV JATWADA
15443299 | DLMS-LnT | 053 | TCPIP_DLMS | GSM | Feeder | 2241 | 203 | 11KV OHAR AG FEEDER | 044128 | 33KV/11KV JATWADA
X1254083 | DLMS-Secure | 055 | TCPIP_DLMS | GSM | Feeder | 2241 | 202 | 11KV WADGAON INDUSTRIAL | 044102 | KARODI
12626814 | DLMS-LnT | 053 | TCPIP_DLMS | GSM | Feeder | 2241 | 203 | 11KV FATIYABAD FEEDER | 044044 | 33 KV MALIWADA
15443296 | DLMS-LnT | 053 | TCPIP_DLMS | GSM | Feeder | 2241 | 204 | PARAS INDUSTRIAL Feeder | 044044 | 33 KV MALIWADA
XE419446 | DLMS-Secure | 055 | TCPIP_DLMS | GSM | Feeder | 2241 | 210 | 11KV DAULATABAD GAOTHAN FEEDER | 044044 | 33 KV MALIWADA
MSP59837 | DLMS-Secure | 055 | TCPIP_DLMS | GSM | Feeder | 2267 | 205 | 11KV VAISHNAVI | 044059 | 33KV SHENDRA MIDC
15443135 | DLMS-LnT | 053 | TCPIP_DLMS | GSM | Feeder | 2267 | 204 | 11 KV RAJAPUR | 044004 | 33KV ADUL
X0402464 | DLMS-Secure | 055 | TCPIP_DLMS | GSM | Feeder | 2267 | 208 | AMC WATER FILTER FEEDER | 044079 | 33/11KV Gadheli S/S
XC439983 | DLMS-Secure | 055 | TCPIP_DLMS | GSM | Feeder | 2267 | 209 | 11KV ANJANDOH GAOTHAN | 044063 | 33/11 KV LADSAWANGI SUB STATION
X0402395 | DLMS-Secure | 055 | TCPIP_DLMS | GSM | Feeder | 2267 | 202 | ADGAON | 044079 | 33/11KV Gadheli S/S
X0402441 | DLMS-Secure | 055 | TCPIP_DLMS | GSM | Feeder | 2267 | 209 | 11KV GANDHELI GAOTHAN | 044079 | 33/11KV Gadheli S/S
XC482331 | DLMS-Secure | 055 | TCPIP_DLMS | GSM | Feeder | 2267 | 201 | 11KV CHITTEPIMPALGAON FEEDER | 044113 | 33KV CHITEPIMPALGAON
X0494567 | DLMS-Secure | 055 | TCPIP_DLMS | GSM | Feeder | 2267 | 206 | 11 KV R. K. FEEDER | 044037 | 33/11 KV SUNDARWADI S/S
XF470614 | DLMS-Secure | 055 | TCPIP_DLMS | GSM | Feeder | 2267 | 207 | 11KV MIDC WATER SUPPLY EXPRESS | 044086 | 33/11KV KHODEGAON
XC413619 | DLMS-Secure | 055 | TCPIP_DLMS | GSM | Feeder | 2267 | 207 | 11KV SAYYADPUR GAOTHAN | 044063 | 33/11 KV LADSAWANGI SUB STATION
MSP59822 | DLMS-Secure | 055 | TCPIP_DLMS | GSM | Feeder | 2267 | 206 | 11KV SUSHMA | 044059 | 33KV SHENDRA MIDC
15443245 | DLMS-LnT | 053 | TCPIP_DLMS | GSM | Feeder | 2267 | 201 | 11 KV SHENDRA FEEDER | 044037 | 33/11 KV SUNDARWADI S/S
11439769 | LnT | 053 | TCPIP_LnT_9600 | GSM | Feeder | 2267 | 203 | 11KV KUMBHEPHAL | 044059 | 33KV SHENDRA MIDC
14089091 | LnT | 053 | TCPIP_LnT_9600 | GSM | Feeder | 2267 | 201 | 11KV DUDHAD | 044101 | 33/11KV Bhambarda
14096145 | LnT | 053 | TCPIP_LnT_9600 | GSM | Feeder | 2267 | 202 | 11KV KARMAD | 044100 | 33/11KV HIWARA
MSP53004 | DLMS-Secure | 055 | TCPIP_DLMS | GSM | Feeder | 2267 | 208 | 11 KV BHALGAON | 044037 | 33/11 KV SUNDARWADI S/S
15443344 | DLMS-LnT | 053 | TCPIP_DLMS | GSM | Feeder | 2267 | 202 | Kachner | 044086 | 33/11KV KHODEGAON
15443133 | DLMS-LnT | 053 | TCPIP_DLMS | GSM | Feeder | 2267 | 203 | 11 KV PIMPALKHUTTA | 044063 | 33/11 KV LADSAWANGI SUB STATION
15443160 | DLMS-LnT | 053 | TCPIP_DLMS | GSM | Feeder | 2267 | 205 | 11 KV HATMALI | 044063 | 33/11 KV LADSAWANGI SUB STATION
15443162 | DLMS-LnT | 053 | TCPIP_DLMS | GSM | Feeder | 2267 | 202 | 11 KV ANJANDOH | 044063 | 33/11 KV LADSAWANGI SUB STATION
15443131 | DLMS-LnT | 053 | TCPIP_DLMS | GSM | Feeder | 2267 | 206 | BHAKARWADI | 044063 | 33/11 KV LADSAWANGI SUB STATION
15443298 | DLMS-LnT | 053 | TCPIP_DLMS | GSM | Feeder | 2267 | 205 | Pimpri | 044064 | 33KV PIMPRI RAJA
15443202 | DLMS-LnT | 053 | TCPIP_DLMS | GSM | Feeder | 2267 | 207 | Ambikarpur | 044064 | 33KV PIMPRI RAJA
15443333 | DLMS-LnT | 053 | TCPIP_DLMS | GSM | Feeder | 2267 | 207 | ANTERWALI | 044004 | 33KV ADUL
15443326 | DLMS-LnT | 053 | TCPIP_DLMS | GSM | Feeder | 2267 | 201 | ADGAON | 044064 | 33KV PIMPRI RAJA
XC482851 | DLMS-Secure | 055 | TCPIP_DLMS | GSM | Feeder | 2267 | 210 | 11KV WARUD GAOTHAN | 044037 | 33/11 KV SUNDARWADI S/S
X0494511 | DLMS-Secure | 055 | TCPIP_DLMS | GSM | Feeder | 2267 | 211 | 11 KV SUNDERWADI GAOTHAN | 044037 | 33/11 KV SUNDARWADI S/S
XF470631 | DLMS-Secure | 055 | TCPIP_DLMS | GSM | Feeder | 2267 | 209 | 11 KV SOLAR | 044059 | 33KV SHENDRA MIDC
XC447399 | DLMS-Secure | 055 | TCPIP_DLMS | GSM | Feeder | 2267 | 206 | 11 KV GADIVAT GAOTHAN | 044086 | 33/11KV KHODEGAON
X0994266 | DLMS-Secure | 055 | TCPIP_DLMS | GSM | Feeder | 2267 | 212 | 11 KV SOILID WASTE ( KACHRA DEPOT) | 044037 | 33/11 KV SUNDARWADI S/S
XC482852 | DLMS-Secure | 055 | TCPIP_DLMS | GSM | Feeder | 2267 | 208 | 11 KV KACHNER GAOTHAN | 044086 | 33/11KV KHODEGAON
15443143 | DLMS-LnT | 053 | TCPIP_DLMS | GSM | Feeder | 2267 | 205 | 11KV OM GAJANAN INDUSTRIAL | 044037 | 33/11 KV SUNDARWADI S/S
12627153 | DLMS-LnT | 053 | TCPIP_DLMS | GSM | Feeder | 2267 | 208 | 11KV LADSAWANGI AG | 044063 | 33/11 KV LADSAWANGI SUB STATION
XC482280 | DLMS-Secure | 055 | TCPIP_DLMS | GSM | Feeder | 2267 | 202 | 11KV PACHOD | 044113 | 33KV CHITEPIMPALGAON
15443177 | DLMS-LnT | 053 | TCPIP_DLMS | GSM | Feeder | 2267 | 203 | CHITEPIMPALGOAN | 044064 | 33KV PIMPRI RAJA
12627084 | DLMS-LnT | 053 | TCPIP_DLMS | GSM | Feeder | 2267 | 204 | 11 KV CHIKAKTHANA | 044037 | 33/11 KV SUNDARWADI S/S
12627477 | DLMS-LnT | 053 | TCPIP_DLMS | GSM | Feeder | 2267 | 206 | 11 KV MIRZA INDUSTRIAL FEEDER | 044013 | 33KV GADEJALGAON SUB STATION
15443189 | DLMS-LnT | 053 | TCPIP_DLMS | GSM | Feeder | 2267 | 206 | EHV THAPTI TANDA | 044004 | 33KV ADUL
XC428116 | DLMS-Secure | 055 | TCPIP_DLMS | GSM | Feeder | 2267 | 205 | 11 KV Shri 1008 Chintamani Jain Mandir | 044086 | 33/11KV KHODEGAON
15443343 | DLMS-LnT | 053 | TCPIP_DLMS | GSM | Feeder | 2267 | 206 | Bafana feeder | 044064 | 33KV PIMPRI RAJA
MSP59821 | DLMS-Secure | 055 | TCPIP_DLMS | GSM | Feeder | 2267 | 202 | 11KV MIDC II | 044059 | 33KV SHENDRA MIDC
X0402439 | DLMS-Secure | 055 | TCPIP_DLMS | GSM | Feeder | 2267 | 201 | 11KV LADSAWANGI GAOTHAN | 044063 | 33/11 KV LADSAWANGI SUB STATION
X0402440 | DLMS-Secure | 055 | TCPIP_DLMS | GSM | Feeder | 2267 | 204 | SAYYAIDPUR | 044063 | 33/11 KV LADSAWANGI SUB STATION
00567286 | DLMS-HPL | 076 | NON_AMR_MODEM | GSM | Feeder | 2267 | 203 | 11 KV SHEKTA AG FEEDER | 044013 | 33KV GADEJALGAON SUB STATION
00309353 | DLMS-HPL | 076 | NON_AMR_MODEM | GSM | Feeder | 2267 | 203 | SINDHON BINDHON | 044079 | 33/11KV Gadheli S/S
15443247 | DLMS-LnT | 053 | NON_AMR_MODEM | GSM | Feeder | 2267 | 203 | 11 KV BHALGAON DUMMY | 044037 | 33/11 KV SUNDARWADI S/S
15443387 | DLMS-LnT | 053 | NON_AMR_MODEM | GSM | Feeder | 2267 | 204 | 11 KV EXP.MAHANANDA | 044079 | 33/11KV Gadheli S/S
X0402377 | DLMS-Secure | 055 | NON_AMR_MODEM | GSM | Feeder | 2267 | 203 | 11KV LADGAON FEEDER | 044100 | 33/11KV HIWARA
XE419522 | DLMS-Secure | 055 | TCPIP_DLMS | GSM | Feeder | 2267 | 207 | 11KV GOLATGAON GAOTHAN | 044013 | 33KV GADEJALGAON SUB STATION
XC482270 | DLMS-Secure | 055 | TCPIP_DLMS | GSM | Feeder | 2267 | 203 | 11KV POWER GRID EXPRESS | 044113 | 33KV CHITEPIMPALGAON
XE483057 | DLMS-Secure | 055 | TCPIP_DLMS | GSM | Feeder | 2267 | 201 | 11KV AJANTHA PHARMA | 044129 | SEZ MIDC SHENDRA
XE483058 | DLMS-Secure | 055 | TCPIP_DLMS | GSM | Feeder | 2267 | 202 | 11 KV CTR | 044129 | SEZ MIDC SHENDRA
15443136 | DLMS-LnT | 053 | NON_AMR_MODEM | GSM | Feeder | 2267 | 201 | GANDHELI | 044079 | 33/11KV Gadheli S/S
15443217 | DLMS-LnT | 053 | NON_AMR_MODEM | GSM | Feeder | 2267 | 204 | pachod | 044064 | 33KV PIMPRI RAJA
15117408 | DLMS-LnT | 053 | TCPIP_DLMS | GSM | Feeder | 2267 | 210 | 11 KV ADGAON GAOTHAN | 044079 | 33/11KV Gadheli S/S
XB448065 | DLMS-Secure | 055 | TCPIP_DLMS | GSM | Feeder | 2267 | 208 | 11KV ADDOL GAOTHAN | 044004 | 33KV ADUL
X1254090 | DLMS-Secure | 055 | TCPIP_DLMS | GSM | Feeder | 2267 | 204 | 11KV HIVRA GAOTHAN | 044100 | 33/11KV HIWARA
04575010 | DLMS-Genus | 065 | TCPIP_DLMS | GSM | Feeder | 2267 | 201 | 11KV HARMAN | 044059 | 33KV SHENDRA MIDC
04575023 | DLMS-Genus | 065 | TCPIP_DLMS | GSM | Feeder | 2267 | 201 | 11KV HIWARA | 044100 | 33/11KV HIWARA
04575093 | DLMS-Genus | 065 | TCPIP_DLMS | GSM | Feeder | 2267 | 207 | 11KV AURANGABAD JALNA TOLLWAYS | 044059 | 33KV SHENDRA MIDC
X1095625 | DLMS-Secure | 055 | TCPIP_DLMS | GSM | Feeder | 2267 | 211 | RADICO FEEDER | 044059 | 33KV SHENDRA MIDC
X1082309 | DLMS-Secure | 055 | TCPIP_DLMS | GSM | Feeder | 2267 | 204 | 11KV BALIRAJA | 044059 | 33KV SHENDRA MIDC
00311084 | DLMS-HPL | 076 | NON_AMR_MODEM | GSM | Feeder | 2267 | 203 | 11 KV MURADABAD | 044004 | 33KV ADUL
00309268 | DLMS-HPL | 076 | NON_AMR_MODEM | GSM | Feeder | 2267 | 201 | 11 KV SUKHNA | 044004 | 33KV ADUL
00309360 | DLMS-HPL | 076 | NON_AMR_MODEM | GSM | Feeder | 2267 | 203 | Gadiwat | 044086 | 33/11KV KHODEGAON
00310576 | DLMS-HPL | 076 | NON_AMR_MODEM | GSM | Feeder | 2267 | 202 | EKLAHARA | 044064 | 33KV PIMPRI RAJA
00311083 | DLMS-HPL | 076 | NON_AMR_MODEM | GSM | Feeder | 2267 | 205 | 11 KV GEORAI | 044004 | 33KV ADUL
00567304 | DLMS-HPL | 076 | NON_AMR_MODEM | GSM | Feeder | 2267 | 201 | 11 KV KARMAD AG | 044013 | 33KV GADEJALGAON SUB STATION
00567288 | DLMS-HPL | 076 | NON_AMR_MODEM | GSM | Feeder | 2267 | 202 | 11 KV GADHE JALGAON | 044013 | 33KV GADEJALGAON SUB STATION
00567303 | DLMS-HPL | 076 | NON_AMR_MODEM | GSM | Feeder | 2267 | 205 | 11 KV GOLATGAON FEEDER | 044013 | 33KV GADEJALGAON SUB STATION
X0853272 | DLMS-Secure | 055 | TCPIP_DLMS | GSM | Feeder | 2232 | 202 | 11KV ISARWADI BACK WATER AG | 044237 | ISARWADI SUBSTATION
X1467002 | Secure | 055 | TCPIP_DLMS | GSM | Feeder | 2233 | 215 | FAROLA GAOTHAN | 044012 | 33 KV S/S BIDKIN
X1254098 | Secure | 055 | TCPIP_DLMS | GSM | Feeder | 2233 | 213 | KHIVSARA TOWN | 044012 | 33 KV S/S BIDKIN
15443244 | DLMS-LnT | 053 | TCPIP_DLMS | GSM | Feeder | 2232 | 205 | 11 KV NAVGAON GAOTHAN | 044032 | VIHAMANDAVA 33 KV
XG438023 | DLMS-Secure | 055 | TCPIP_DLMS | GSM | Feeder | 2233 | 214 | FAROLA INDUSTRIAL | 044012 | 33 KV S/S BIDKIN
X0401832 | DLMS-Secure | 055 | TCPIP_DLMS | GSM | Feeder | 2232 | 204 | 11KV WADWALI GAONTHAN | 044089 | WADWALI
04575048 | DLMS-Genus | 065 | TCPIP_DLMS | GSM | Feeder | 2232 | 202 | 11 KV CHONDHALA AG FEEDER | 044032 | VIHAMANDAVA 33 KV
04575020 | DLMS-Genus | 065 | TCPIP_DLMS | GSM | Feeder | 2232 | 204 | 11 KV COTTON MILL FEEDER | 044014 | 33 KV PACHOD SUB STN
04575022 | DLMS-Genus | 065 | TCPIP_DLMS | GSM | Feeder | 2232 | 205 | 11 KV MURMA GAONTHAN FEEDER | 044014 | 33 KV PACHOD SUB STN
XE489707 | DLMS-Secure | 055 | TCPIP_DLMS | GSM | Feeder | 2232 | 203 | 11KV WAHEGAON GAOTHAN | 044237 | ISARWADI SUBSTATION
00310033 | DLMS-HPL | 076 | NON_AMR_MODEM | GSM | Feeder | 2233 | 201 | 11KV RANJANGAON GAONTHAN | 044072 | RANJANGAONKHURI
00309835 | DLMS-HPL | 076 | NON_AMR_MODEM | GSM | Feeder | 2232 | 205 | 11 KV CHANGATPURI | 044056 | PAITHAN SUB STN
00382274 | DLMS-HPL | 076 | NON_AMR_MODEM | GSM | Feeder | 2232 | 201 | 11 KV HARSHI AG FEEDER | 044053 | DAWARWADI 33KV
X0402708 | DLMS-Secure | 055 | TCPIP_DLMS | GSM | Feeder | 2232 | 207 | 11 KV GFSS-II FEEDER | 044053 | DAWARWADI 33KV
X0402710 | DLMS-Secure | 055 | TCPIP_DLMS | GSM | Feeder | 2232 | 204 | 11KV DAWARWADI AG FEEDER | 044053 | DAWARWADI 33KV
XH449451 | Secure | 055 | TCPIP_DLMS | GSM | Feeder | 2232 | 208 | 11 K V MUDHALWADI GAVTHAN | 044110 | 33KV JAIKWADI S/S
X0402371 | Secure | 055 | TCPIP_DLMS | GSM | Feeder | 2232 | 204 | RAHUL NAGAR GAOTHAN FEEDER | 044110 | 33KV JAIKWADI S/S
X1254088 | Secure | 055 | TCPIP_DLMS | GSM | Feeder | 2232 | 210 | 11 KV MAULI MANDIR EXPRESS | 044089 | WADWALI
X1943599 | Secure | 055 | TCPIP_DLMS | GSM | Feeder | 2232 | 208 | SHIVAJIRAO AGRO EXPRESS | 044053 | DAWARWADI 33KV
15443346 | DLMS-LnT | 053 | TCPIP_DLMS | GSM | Feeder | 2233 | 204 | PANGRA AG | 044012 | 33 KV S/S BIDKIN
15443152 | DLMS-LnT | 053 | TCPIP_DLMS | GSM | Feeder | 2233 | 202 | NAIGAON | 044095 | 33 KV S/S CHITEGAON
15443141 | DLMS-LnT | 053 | TCPIP_DLMS | GSM | Feeder | 2233 | 201 | UDYOGMITRA | 044095 | 33 KV S/S CHITEGAON
XD453348 | DLMS-Secure | 055 | TCPIP_DLMS | GSM | Feeder | 2232 | 202 | 11KV MOHMADPUR AG | 044126 | PATEGAON
15443374 | DLMS-LnT | 053 | TCPIP_DLMS | GSM | Feeder | 2232 | 203 | HIRADPURI | 044032 | VIHAMANDAVA 33 KV
08023602 | DLMS-Genus | 065 | TCPIP_DLMS | GSM | Feeder | 2232 | 208 | 11KV URBAN GAONTHAN | 044056 | PAITHAN SUB STN
08023604 | DLMS-Genus | 065 | TCPIP_DLMS | GSM | Feeder | 2232 | 204 | 11 KV OPEN JAIL | 044056 | PAITHAN SUB STN
X0402372 | DLMS-Secure | 055 | TCPIP_DLMS | GSM | Feeder | 2233 | 208 | 11 KV GADEGAON AG | 044047 | LOHAGAON 33KV
15443305 | DLMS-LnT | 053 | TCPIP_DLMS | GSM | Feeder | 2232 | 202 | 11KV ANANTPUR AG | 044089 | WADWALI
MSB61956 | Secure | 055 | TCPIP_Secure | GSM | Feeder | 2232 | 201 | 11KV WADWALI AG | 044089 | WADWALI
XE482562 | DLMS-Secure | 055 | TCPIP_DLMS | GSM | Feeder | 2232 | 202 | 11KV TAKLI AG | 044127 | 33KV/11KV AWADEUNCHEGAON
XB449548 | DLMS-Secure | 055 | TCPIP_DLMS | GSM | Feeder | 2232 | 205 | 11KV WAGHADI AG | 044089 | WADWALI
00567280 | DLMS-HPL | 076 | TCPIP_DLMS | GSM | Feeder | 2232 | 203 | 11KV KUTUBKHEDA AG FEEDER | 044053 | DAWARWADI 33KV
XC439886 | DLMS-Secure | 055 | TCPIP_DLMS | GSM | Feeder | 2233 | 203 | 11KV TARUPIMPALWADI AG | 044111 | 33KV AMRAPURWAGHUNDI
XC439914 | DLMS-Secure | 055 | TCPIP_DLMS | GSM | Feeder | 2233 | 202 | 11KV AMRAPUR AG | 044111 | 33KV AMRAPURWAGHUNDI
X0402373 | DLMS-Secure | 055 | TCPIP_DLMS | GSM | Feeder | 2233 | 205 | 11 KV VIJAYPUR FEEDER | 044047 | LOHAGAON 33KV
11439771 | LnT | 053 | TCPIP_LnT_9600 | GSM | Feeder | 2233 | 203 | 11 KV TONDOLI FEEDER | 044047 | LOHAGAON 33KV
15443134 | DLMS-LnT | 053 | TCPIP_DLMS | GSM | Feeder | 2233 | 201 | 11 KV LOHAGAON FEEDER | 044047 | LOHAGAON 33KV
14089134 | LnT | 053 | TCPIP_LnT_9600 | GSM | Feeder | 2232 | 209 | 11KV MAIGAON AG | 044089 | WADWALI
14096142 | LnT | 053 | TCPIP_LnT_9600 | GSM | Feeder | 2232 | 208 | 11KV NAIGAON AG | 044089 | WADWALI
15443345 | DLMS-LnT | 053 | TCPIP_DLMS | GSM | Feeder | 2233 | 207 | 11 KV SEGENTA | 044047 | LOHAGAON 33KV
15443175 | DLMS-LnT | 053 | TCPIP_DLMS | GSM | Feeder | 2233 | 205 | 11 KV CHITEGAON INDUSTRIAL | 044095 | 33 KV S/S CHITEGAON
12627156 | DLMS-LnT | 053 | TCPIP_DLMS | GSM | Feeder | 2232 | 203 | 11 KV MURMA AG FEEDER | 044014 | 33 KV PACHOD SUB STN
X0402420 | DLMS-Secure | 055 | TCPIP_DLMS | GSM | Feeder | 2233 | 205 | NILAJGAON AG | 044012 | 33 KV S/S BIDKIN
X0402442 | DLMS-Secure | 055 | TCPIP_DLMS | GSM | Feeder | 2232 | 206 | Navgaon AG | 044032 | VIHAMANDAVA 33 KV
X0402443 | DLMS-Secure | 055 | TCPIP_DLMS | GSM | Feeder | 2232 | 207 | 11KV SHARAD KARKHANA | 044032 | VIHAMANDAVA 33 KV
X0402707 | DLMS-Secure | 055 | TCPIP_DLMS | GSM | Feeder | 2232 | 206 | 11 KV GFSS-I | 044053 | DAWARWADI 33KV
X0402709 | DLMS-Secure | 055 | TCPIP_DLMS | GSM | Feeder | 2232 | 205 | 11 KV NANDAR AG FEEDER | 044053 | DAWARWADI 33KV
GTL52785 | DLMS-Secure | 055 | TCPIP_DLMS | GSM | Feeder | 2233 | 202 | 11KV DHORKIN AG | 044069 | 33/11 KV DHORKIN
GTL52846 | DLMS-Secure | 055 | TCPIP_DLMS | GSM | Feeder | 2233 | 203 | 11 KV CHITEGAON GAOTHAN | 044095 | 33 KV S/S CHITEGAON
XC439894 | DLMS-Secure | 055 | TCPIP_DLMS | GSM | Feeder | 2233 | 201 | 11KV AMRAPUR GAOTHAN | 044111 | 33KV AMRAPURWAGHUNDI
XE482578 | DLMS-Secure | 055 | TCPIP_DLMS | GSM | Feeder | 2232 | 203 | 11KV AWADEUNCHEGAON GAOTHAN | 044127 | 33KV/11KV AWADEUNCHEGAON
17271613 | LnT | 053 | TCPIP_LnT_9600 | GSM | Feeder | 2232 | 202 | 11KV AKHATWADA AG | 044110 | 33KV JAIKWADI S/S
X1254115 | DLMS-Secure | 055 | TCPIP_DLMS | GSM | Feeder | 2232 | 207 | 11KV POKALE VASTI FEEDER | 044089 | WADWALI
15443176 | DLMS-LnT | 053 | TCPIP_DLMS | GSM | Feeder | 2233 | 205 | 11 KV GINNING | 044041 | BALANAGAR
X1254112 | Secure | 055 | TCPIP_DLMS | GSM | Feeder | 2233 | 206 | UDYOG MITRA II | 044095 | 33 KV S/S CHITEGAON
X0402408 | Secure | 055 | TCPIP_DLMS | GSM | Feeder | 2233 | 207 | 11KV DMIC | 044069 | 33/11 KV DHORKIN
X0402411 | Secure | 055 | TCPIP_DLMS | GSM | Feeder | 2233 | 212 | 11KV KARKIN GAOTHAN FEDER | 044069 | 33/11 KV DHORKIN
X1254085 | Secure | 055 | TCPIP_DLMS | GSM | Feeder | 2233 | 202 | INDUSTRIAL STONE CRUSHER | 044012 | 33 KV S/S BIDKIN
GTL52750 | DLMS-Secure | 055 | TCPIP_DLMS | GSM | Feeder | 2233 | 204 | GIRNERA AG | 044095 | 33 KV S/S CHITEGAON
15443178 | DLMS-LnT | 053 | TCPIP_DLMS | GSM | Feeder | 2233 | 210 | BIDKIN TOWN | 044012 | 33 KV S/S BIDKIN
15443147 | DLMS-LnT | 053 | TCPIP_DLMS | GSM | Feeder | 2233 | 207 | INDUSTRIAL BIDKIN | 044012 | 33 KV S/S BIDKIN
X0398495 | DLMS-Secure | 055 | TCPIP_DLMS | GSM | Feeder | 2233 | 205 | DARGHA AG FEEDER | 044072 | RANJANGAONKHURI
X0402393 | Secure | 055 | TCPIP_DLMS | GSM | Feeder | 2233 | 206 | 11 KV LOHGAON GAOTHAN FEEDER | 044047 | LOHAGAON 33KV
XE482572 | DLMS-Secure | 055 | TCPIP_DLMS | GSM | Feeder | 2232 | 210 | 11KV MIDC WATER WORKS | 044056 | PAITHAN SUB STN
15443183 | DLMS-LnT | 053 | TCPIP_DLMS | GSM | Feeder | 2233 | 202 | 11 KV DHAKEPHAL FEEDER | 044047 | LOHAGAON 33KV
15443153 | DLMS-LnT | 053 | TCPIP_DLMS | GSM | Feeder | 2233 | 202 | 11 KV BALANAGAR II AG | 044041 | BALANAGAR
15443199 | DLMS-LnT | 053 | TCPIP_DLMS | GSM | Feeder | 2233 | 203 | 11 KV KAPUS WADI AG | 044041 | BALANAGAR
X0401842 | DLMS-Secure | 055 | TCPIP_DLMS | GSM | Feeder | 2232 | 206 | 11KV SADGURU COTTEX | 044089 | WADWALI
X0363036 | DLMS-Secure | 055 | TCPIP_DLMS | GSM | Feeder | 2233 | 206 | 11KV BIDKIN WATER SUPPLY | 044012 | 33 KV S/S BIDKIN
15443250 | LnT | 053 | TCPIP_DLMS | GSM | Feeder | 2233 | 206 | 11 KV KHERDA AG | 044041 | BALANAGAR
X0853274 | DLMS-Secure | 055 | TCPIP_DLMS | GSM | Feeder | 2232 | 201 | 11KV WAHEGAON AG | 044237 | ISARWADI SUBSTATION
X0401840 | Secure | 055 | TCPIP_DLMS | GSM | Feeder | 2233 | 210 | 11KV MAVASGAVAN AG | 044047 | LOHAGAON 33KV
15443300 | DLMS-LnT | 053 | TCPIP_DLMS | GSM | Feeder | 2232 | 203 | Apegaon | 044089 | WADWALI
XE482582 | DLMS-Secure | 055 | TCPIP_DLMS | GSM | Feeder | 2232 | 201 | 11KV TULJAPUR AG | 044127 | 33KV/11KV AWADEUNCHEGAON
XD453935 | DLMS-Secure | 055 | TCPIP_DLMS | GSM | Feeder | 2232 | 201 | 11KV CHGANAKWADI GAOTHA | 044126 | PATEGAON
XD453946 | DLMS-Secure | 055 | TCPIP_DLMS | GSM | Feeder | 2232 | 203 | 11KV TEENMORI AG | 044126 | PATEGAON
X0363033 | DLMS-Secure | 055 | TCPIP_DLMS | GSM | Feeder | 2233 | 209 | 11KV BIDKIN WATER WORK | 044047 | LOHAGAON 33KV
X1467007 | Secure | 055 | TCPIP_DLMS | GSM | Feeder | 2233 | 205 | NILAJGAON AG | 044012 | 33 KV S/S BIDKIN
X0401846 | Secure | 055 | TCPIP_DLMS | GSM | Feeder | 2232 | 201 | 11 KV PACHOD GAONTHAN FEEDER | 044014 | 33 KV PACHOD SUB STN
15443306 | DLMS-LnT | 053 | TCPIP_DLMS | GSM | Feeder | 2224 | 201 | 11 KV BHENDALA AG | 044040 | 33/11 KV GANESHWADI
15443166 | DLMS-LnT | 053 | TCPIP_DLMS | GSM | Feeder | 2224 | 206 | 11 KV GALNEEMB AG | 044040 | 33/11 KV GANESHWADI
00567272 | DLMS-HPL | 076 | TCPIP_DLMS | GSM | Feeder | 2224 | 204 | 11 KV GANESHWADI GAONTHAN | 044040 | 33/11 KV GANESHWADI
15443282 | DLMS-LnT | 053 | TCPIP_DLMS | GSM | Feeder | 2224 | 205 | 11KV KANADGAON 1PHASING | 044036 | 33/11KV JAMGAON
00567318 | DLMS-HPL | 076 | TCPIP_DLMS | GSM | Feeder | 2224 | 201 | 11 KV JAMGAON FEEDER | 044001 | 33/11 KV GANGAPUR
00567317 | DLMS-HPL | 076 | TCPIP_DLMS | GSM | Feeder | 2224 | 206 | TOWN III FEEDER | 044001 | 33/11 KV GANGAPUR
00567277 | DLMS-HPL | 076 | TCPIP_DLMS | GSM | Feeder | 2224 | 202 | 11 KV MANJARI FEEDER | 044001 | 33/11 KV GANGAPUR
17271620 | DLMS-LnT | 053 | TCPIP_DLMS | GSM | Feeder | 2224 | 202 | 11KV L.I.S. FEEDER | 044036 | 33/11KV JAMGAON
X0402714 | DLMS-Secure | 055 | TCPIP_DLMS | GSM | Feeder | 2224 | 203 | 11 KV AMALNER FEEDER | 044040 | 33/11 KV GANESHWADI
05035672 | DLMS-HPL | 076 | TCPIP_DLMS | GSM | Feeder | 2224 | 204 | 11KV GAOTHAN FEEDER | 044070 | 33/11 KV WARKHED
X1092952 | DLMS-Secure | 055 | TCPIP_DLMS | GSM | Feeder | 2224 | 205 | 11KV KOKAN AGRO | 044040 | 33/11 KV GANESHWADI
X1082303 | DLMS-Secure | 055 | TCPIP_DLMS | GSM | Feeder | 2224 | 207 | 11KV LAKHMAPUR FEEDER | 044040 | 33/11 KV GANESHWADI
X0402419 | DLMS-Secure | 055 | TCPIP_DLMS | GSM | Feeder | 2224 | 203 | 11KV BABARGAON AG | 044085 | 33KV/11KV SOLEGAON
X1095635 | DLMS-Secure | 055 | TCPIP_DLMS | GSM | Feeder | 2224 | 202 | 11 DHOREGAON FEEDER | 044040 | 33/11 KV GANESHWADI
X0402425 | DLMS-Secure | 055 | TCPIP_DLMS | GSM | Feeder | 2224 | 201 | 11 KV AMINABAD AG FEEDER | 044070 | 33/11 KV WARKHED
04575012 | DLMS-Genus | 065 | TCPIP_DLMS | GSM | Feeder | 2224 | 203 | 11 KV GAJGAON AG | 044025 | 33/11 KV SIDHANATH WADGAON
X0401833 | DLMS-Secure | 055 | TCPIP_DLMS | GSM | Feeder | 2224 | 202 | 11 KV PENDAPUR AG | 044085 | 33KV/11KV SOLEGAON
00310593 | DLMS-HPL | 076 | NON_AMR_MODEM | GSM | Feeder | 2225 | 205 | 11 kv NANDEDA gaothan | 044062 | 33/11 KV WALUJGAON SUB- ST
17271662 | LnT | 053 | TCPIP_LnT_9600 | GSM | Feeder | 2224 | 206 | 11 KV Shahapur AG | 044025 | 33/11 KV SIDHANATH WADGAON
17271641 | LnT | 053 | TCPIP_DLMS | GSM | Feeder | 2224 | 205 | 11 KV SHILLEGAON GAOTHAN | 044025 | 33/11 KV SIDHANATH WADGAON
17223701 | DLMS-LnT | 053 | TCPIP_DLMS | GSM | Feeder | 2224 | 207 | 11 KV Wadali AG | 044025 | 33/11 KV SIDHANATH WADGAON
XE419589 | DLMS-Secure | 055 | TCPIP_DLMS | GSM | Feeder | 2224 | 203 | 11 KV MALUNJA AG | 044001 | 33/11 KV GANGAPUR
15443252 | DLMS-LnT | 053 | TCPIP_DLMS | GSM | Feeder | 2224 | 204 | 11 KV KATEPIMPALGAON AG | 044025 | 33/11 KV SIDHANATH WADGAON
17223705 | DLMS-LnT | 053 | TCPIP_DLMS | GSM | Feeder | 2224 | 202 | 11KV MALUNJA (BK) AG | 044025 | 33/11 KV SIDHANATH WADGAON
XD453345 | DLMS-Secure | 055 | TCPIP_DLMS | GSM | Feeder | 2224 | 202 | 11KV NEVARGAON GAOTHAN | 044119 | 33KV AGARKANADGAON
XD453344 | DLMS-Secure | 055 | TCPIP_DLMS | GSM | Feeder | 2224 | 201 | 11KV NEVERGAON AG | 044119 | 33KV AGARKANADGAON
XE419605 | DLMS-Secure | 055 | TCPIP_DLMS | GSM | Feeder | 2224 | 207 | 11 KV WARKHED FEEDER | 044001 | 33/11 KV GANGAPUR
XD452908 | DLMS-Secure | 055 | TCPIP_DLMS | GSM | Feeder | 2224 | 203 | 11KV AGAR KANADGAON AG | 044119 | 33KV AGARKANADGAON
X1092955 | DLMS-Secure | 055 | TCPIP_DLMS | GSM | Feeder | 2224 | 208 | 11 kv NAWABPUR GAOTHAN | 044001 | 33/11 KV GANGAPUR
XE419554 | DLMS-Secure | 055 | TCPIP_DLMS | GSM | Feeder | 2224 | 210 | 11 KV MAHULI GFSS | 044001 | 33/11 KV GANGAPUR
XE482545 | DLMS-Secure | 055 | TCPIP_DLMS | GSM | Feeder | 2224 | 206 | 11KV KALYAN TOLL EXPRESS | 044070 | 33/11 KV WARKHED
15443269 | DLMS-LnT | 053 | TCPIP_DLMS | GSM | Feeder | 2224 | 207 | 11KV BAGADI AG 1-PHASING FEEDER | 044036 | 33/11KV JAMGAON
15443322 | DLMS-LnT | 053 | TCPIP_DLMS | GSM | Feeder | 2225 | 204 | 11KV MUKTESHWAR HT EXPRESS | 044021 | 33/11 KV SHENDURWADA
15443397 | DLMS-LnT | 053 | TCPIP_DLMS | GSM | Feeder | 2224 | 208 | 11 KV Katepimpalgaon Gaothan | 044025 | 33/11 KV SIDHANATH WADGAON
12627615 | DLMS-LnT | 053 | TCPIP_DLMS | GSM | Feeder | 2224 | 204 | 11KV INDUSTRIAL | 044036 | 33/11KV JAMGAON
15443226 | DLMS-LnT | 053 | TCPIP_DLMS | GSM | Feeder | 2224 | 204 | 11KV EXPRESS FEEDER | 044085 | 33KV/11KV SOLEGAON
X0402368 | DLMS-Secure | 055 | TCPIP_DLMS | GSM | Feeder | 2224 | 203 | 11 KV WAHEGAON AG FEEDER | 044070 | 33/11 KV WARKHED
12627614 | DLMS-LnT | 053 | TCPIP_DLMS | GSM | Feeder | 2224 | 201 | 11KV AGATHAN AG | 044118 | 33KV AGATHAN
15443301 | DLMS-LnT | 053 | TCPIP_DLMS | GSM | Feeder | 2224 | 209 | 11 KV BHIVDHANORA | 044040 | 33/11 KV GANESHWADI
MSP45980 | Secure | 055 | TCPIP_Secure | GSM | Feeder | 2224 | 209 | 11KV NEW INDUSTRIAL FEEDER | 044001 | 33/11 KV GANGAPUR
15443372 | DLMS-LnT | 053 | TCPIP_DLMS | GSM | Feeder | 2224 | 208 | 11 KV MAUJABAD AG | 044040 | 33/11 KV GANESHWADI
17271611 | DLMS-LnT | 053 | TCPIP_DLMS | GSM | Feeder | 2224 | 202 | 11KV AGATHAN GAOTHAN | 044118 | 33KV AGATHAN
17271621 | DLMS-LnT | 053 | TCPIP_DLMS | GSM | Feeder | 2224 | 203 | 11KV SHANKARPUR AG | 044118 | 33KV AGATHAN
XE419453 | DLMS-Secure | 055 | TCPIP_DLMS | GSM | Feeder | 2224 | 205 | 11 KV SOLEGAON GAOTHAN | 044085 | 33KV/11KV SOLEGAON
15443323 | DLMS-LnT | 053 | TCPIP_DLMS | GSM | Feeder | 2224 | 205 | 11KV MUDDESH WADGAON AG FEEDER | 044070 | 33/11 KV WARKHED
15443316 | DLMS-LnT | 053 | TCPIP_DLMS | GSM | Feeder | 2224 | 202 | 11 KV WARKHED AG FEEDER | 044070 | 33/11 KV WARKHED
15443272 | DLMS-LnT | 053 | TCPIP_DLMS | GSM | Feeder | 2224 | 203 | 11KV NEVARGAON 1PHASING | 044036 | 33/11KV JAMGAON
15443255 | DLMS-LnT | 053 | TCPIP_DLMS | GSM | Feeder | 2225 | 202 | 11 KV SAWAKHEDA 1 PHASHING | 044021 | 33/11 KV SHENDURWADA
05038554 | DLMS-HPL | 076 | TCPIP_DLMS | GSM | Feeder | 2275 | 206 | 11KV TAJANAPUR GAOTHAN | 044020 | 33/11KV BAZAR SAWANGI
15443184 | DLMS-LnT | 053 | TCPIP_DLMS | GSM | Feeder | 2275 | 205 | 11 KV TAKALI R.R. AG | 044039 | 33/11KV GADANA
05038587 | DLMS-HPL | 076 | TCPIP_DLMS | GSM | Feeder | 2275 | 208 | 11KV NAKODA GINNING | 044039 | 33/11KV GADANA
16043626 | DLMS-LnT | 053 | TCPIP_DLMS | GSM | Feeder | 2275 | 202 | 11KV KANADGAON GAOTHAN FEEDER | 044104 | 33/11KV KANADGAON SUBSTATION
00381862 | DLMS-HPL | 076 | TCPIP_DLMS | GSM | Feeder | 2275 | 204 | 11KV ELLORA MANDIR | 044017 | 33/11KV ELLORA
00381507 | DLMS-HPL | 076 | TCPIP_DLMS | GSM | Feeder | 2275 | 201 | 11KV BAZAR SAWANGI AG | 044020 | 33/11KV BAZAR SAWANGI
X1092922 | DLMS-Secure | 055 | TCPIP_DLMS | GSM | Feeder | 2275 | 212 | 11KN NEW BHADJI AG | 044039 | 33/11KV GADANA
X1082296 | DLMS-Secure | 055 | TCPIP_DLMS | GSM | Feeder | 2275 | 211 | 11KV NEW VIRAMGAON AG FEEDER | 044039 | 33/11KV GADANA
X1093009 | DLMS-Secure | 055 | TCPIP_DLMS | GSM | Feeder | 2275 | 213 | 11KV NEW SULTANPUR GAOTHAN | 044039 | 33/11KV GADANA
X1092961 | DLMS-Secure | 055 | TCPIP_DLMS | GSM | Feeder | 2275 | 203 | 11 KV TISGAON GAOTHAN | 044065 | 33/11 KV GALLEBORGAON
X1957645 | DLMS-Secure | 055 | TCPIP_DLMS | GSM | Feeder | 2275 | 203 | 11 KV KANADGAON AG FEEDER | 044104 | 33/11KV KANADGAON SUBSTATION
04575034 | DLMS-Genus | 065 | TCPIP_LnT_9600 | GSM | Feeder | 2275 | 201 | 11 KV GALLE BORGAON AG | 044065 | 33/11 KV GALLEBORGAON
05038576 | DLMS-HPL | 076 | TCPIP_DLMS | GSM | Feeder | 2275 | 204 | 11KV GADANA GAOTHAN | 044039 | 33/11KV GADANA
04575052 | DLMS-Genus | 065 | TCPIP_DLMS | GSM | Feeder | 2275 | 203 | 11 KV T. V. CENTRE | 044017 | 33/11KV ELLORA
04575035 | DLMS-Genus | 065 | TCPIP_DLMS | GSM | Feeder | 2275 | 202 | 11 KV SULIBHANJAN AG FEEDER | 044017 | 33/11KV ELLORA
04575040 | DLMS-Genus | 065 | TCPIP_DLMS | GSM | Feeder | 2275 | 202 | 11 KV AKHATWADA AG. | 044065 | 33/11 KV GALLEBORGAON
04579177 | DLMS-Genus | 065 | TCPIP_DLMS | GSM | Feeder | 2275 | 208 | 11KV CAVES | 044017 | 33/11KV ELLORA
04575087 | DLMS-Genus | 065 | TCPIP_DLMS | GSM | Feeder | 2275 | 209 | 11KV KAGZIPURA | 044017 | 33/11KV ELLORA
X0402444 | DLMS-Secure | 055 | TCPIP_DLMS | GSM | Feeder | 2275 | 209 | 11KV LODHA STONE CRUSHER | 044039 | 33/11KV GADANA
04579179 | DLMS-Genus | 065 | TCPIP_DLMS | GSM | Feeder | 2275 | 207 | 11KV VIKAS GINNING EXP | 044020 | 33/11KV BAZAR SAWANGI
11439746 | LnT | 053 | TCPIP_LnT_9600 | GSM | Feeder | 2275 | 201 | 11KV KHULTABAD-I | 044017 | 33/11KV ELLORA
17271667 | LnT | 053 | TCPIP_DLMS | GSM | Feeder | 2275 | 208 | BODHAKA GAOTHAN | 044020 | 33/11KV BAZAR SAWANGI
17271671 | DLMS-LnT | 053 | TCPIP_DLMS | GSM | Feeder | 2275 | 203 | 11 KV BHANDEGAON AG. | 044039 | 33/11KV GADANA
17271668 | DLMS-LnT | 053 | TCPIP_LnT_9600 | GSM | Feeder | 2275 | 205 | 11KV TAJNAPUR AG | 044020 | 33/11KV BAZAR SAWANGI
17271665 | LnT | 053 | TCPIP_LnT_9600 | GSM | Feeder | 2275 | 209 | 11 KV BAZARSAWANGI GAOTHAN | 044020 | 33/11KV BAZAR SAWANGI
XD452906 | DLMS-Secure | 055 | TCPIP_DLMS | GSM | Feeder | 2275 | 201 | 11KV ZARI AG | 044124 | 33KV ZARIFATA
XD452936 | DLMS-Secure | 055 | TCPIP_DLMS | GSM | Feeder | 2275 | 203 | 11KV DAREGAON AG | 044124 | 33KV ZARIFATA
17271666 | DLMS-LnT | 053 | TCPIP_DLMS | GSM | Feeder | 2275 | 204 | 11 KV GALLEBORGAON GAOTHAN | 044065 | 33/11 KV GALLEBORGAON
XG438029 | DLMS-Secure | 055 | TCPIP_DLMS | GSM | Feeder | 2275 | 202 | 11 KV GANDHESWAR EXPRESS FEEDER | 044124 | 33KV ZARIFATA
X1093007 | DLMS-Secure | 055 | TCPIP_Secure | GSM | Feeder | 2275 | 207 | 11KV MTDC(EXPRESS) | 044017 | 33/11KV ELLORA
17271663 | LnT | 053 | TCPIP_LnT_9600 | GSM | Feeder | 2275 | 205 | 11 KV PALASGAON AG. | 044065 | 33/11 KV GALLEBORGAON
17271658 | DLMS-LnT | 053 | TCPIP_LnT_9600 | GSM | Feeder | 2275 | 206 | 11 KV PIMPRI AG. | 044065 | 33/11 KV GALLEBORGAON
17271660 | LnT | 053 | TCPIP_LnT_9600 | GSM | Feeder | 2275 | 205 | 11 KV KASABKHEDA AG | 044017 | 33/11KV ELLORA
15443237 | DLMS-LnT | 053 | TCPIP_LnT_9600 | GSM | Feeder | 2275 | 210 | 11KV YESGAON GAOTHAN | 044020 | 33/11KV BAZAR SAWANGI
XD557586 | DLMS-Secure | 055 | TCPIP_DLMS | GSM | Feeder | 2275 | 202 | 11KV GADANA AG | 044039 | 33/11KV GADANA
X0400767 | DLMS-Secure | 055 | TCPIP_DLMS | GSM | Feeder | 2275 | 206 | 11 KV PALASWADI AG | 044017 | 33/11KV ELLORA
X0402374 | DLMS-Secure | 055 | TCPIP_DLMS | GSM | Feeder | 2275 | 204 | 11KV YESGAON AG | 044020 | 33/11KV BAZAR SAWANGI
15443307 | DLMS-LnT | 053 | TCPIP_DLMS | GSM | Feeder | 2275 | 206 | 11 KV TAKALI GAOTHAN | 044039 | 33/11KV GADANA
12626867 | DLMS-LnT | 053 | TCPIP_DLMS | GSM | Feeder | 2275 | 202 | 11 KV. BODKHA AG. | 044020 | 33/11KV BAZAR SAWANGI
05049895 | DLMS-HPL | 076 | TCPIP_DLMS | GSM | Feeder | 2275 | 203 | 11 KV WADOD AG. | 044020 | 33/11KV BAZAR SAWANGI
X0402385 | DLMS-Secure | 055 | TCPIP_DLMS | GSM | Feeder | 4803 | 202 | 11 KV RANJANGAON | 044091 | 33/11 KV PIRBAWADA
X0402430 | DLMS-Secure | 055 | TCPIP_DLMS | GSM | Feeder | 4803 | 203 | 11 KV GEOVRAI PAIGA | 044091 | 33/11 KV PIRBAWADA
04575044 | DLMS-Genus | 065 | TCPIP_DLMS | GSM | Feeder | 4803 | 203 | 11 Kv Nidhona | 044024 | 33/11KV BABARA
X1928739 | DLMS-Secure | 055 | TCPIP_DLMS | GSM | Feeder | 4803 | 201 | GINNING AG FEEDER | 044007 | 33/11KV PHULAMBRI S/S
X1928742 | DLMS-Secure | 055 | TCPIP_DLMS | GSM | Feeder | 4803 | 202 | 11 KVV- PAL-AG FEEDER | 044007 | 33/11KV PHULAMBRI S/S
X1928730 | DLMS-Secure | 055 | TCPIP_DLMS | GSM | Feeder | 4803 | 203 | 11KV PHULAMBRI GAONTHAN FEEDER | 044007 | 33/11KV PHULAMBRI S/S
X1092981 | DLMS-Secure | 055 | TCPIP_DLMS | GSM | Feeder | 4803 | 201 | 11 kv Bodhegaon | 044024 | 33/11KV BABARA
XE482458 | DLMS-Secure | 055 | TCPIP_DLMS | GSM | Feeder | 4803 | 209 | 11KV KAYGAON GAONTHAN | 044010 | 33 KV ALAND
15443347 | DLMS-LnT | 053 | TCPIP_DLMS | GSM | Feeder | 4803 | 207 | 11KV DARI-GAOTHAN FEEDER | 044007 | 33/11KV PHULAMBRI S/S
X0401835 | DLMS-Secure | 055 | TCPIP_DLMS | GSM | Feeder | 4803 | 201 | 11 KV ANDHERI FEEDER | 044010 | 33 KV ALAND
X0398493 | DLMS-Secure | 055 | TCPIP_DLMS | GSM | Feeder | 4803 | 204 | 11KV WADOD BAZAR | 044049 | 33 KV WADODBAZAR
X0401836 | DLMS-Secure | 055 | TCPIP_DLMS | GSM | Feeder | 4803 | 204 | 11 KV PEDGAON FEEDER | 044010 | 33 KV ALAND
X0401834 | DLMS-Secure | 055 | TCPIP_DLMS | GSM | Feeder | 4803 | 205 | 11 KV GEVRAI SEMI | 044010 | 33 KV ALAND
X1304722 | DLMS-Secure | 055 | TCPIP_DLMS | GSM | Feeder | 4803 | 207 | M/S RITWIK EXPRESS FEEDER | 044010 | 33 KV ALAND
15443350 | DLMS-LnT | 053 | TCPIP_LnT_9600 | GSM | Feeder | 4803 | 202 | 11 KV Babra | 044024 | 33/11KV BABARA
04575103 | DLMS-Genus | 065 | TCPIP_DLMS | GSM | Feeder | 4803 | 204 | 11 KV JATEGAON GAOTHAN | 044060 | 33/11KV JATEGAON S/S
17223678 | DLMS-LnT | 053 | TCPIP_DLMS | GSM | Feeder | 4803 | 202 | KOLTE TAKLI | 044107 | 33 KV GEVRAI GUNGI S/S
X0402457 | DLMS-Secure | 055 | TCPIP_DLMS | GSM | Feeder | 4803 | 203 | 11KV KANHORI AG | 044112 | 33/11KV PAL
X0402649 | DLMS-Secure | 055 | TCPIP_DLMS | GSM | Feeder | 4803 | 201 | 11 KV PIRBAWADA | 044091 | 33/11 KV PIRBAWADA
15443332 | DLMS-LnT | 053 | TCPIP_DLMS | GSM | Feeder | 4803 | 201 | 11KV GEVRAE GUNGI | 044107 | 33 KV GEVRAI GUNGI S/S
15443233 | DLMS-LnT | 053 | TCPIP_DLMS | GSM | Feeder | 4803 | 203 | NIMKHEDA NEW | 044107 | 33 KV GEVRAI GUNGI S/S
X0402429 | DLMS-Secure | 055 | TCPIP_DLMS | GSM | Feeder | 4803 | 208 | 11KV AZEEM INDUSTRIAL EXPRESS | 044010 | 33 KV ALAND
X1092938 | DLMS-Secure | 055 | TCPIP_DLMS | GSM | Feeder | 4803 | 201 | 11KV JADHAVWADI AG | 044112 | 33/11KV PAL
XH407110 | Secure | 055 | TCPIP_Secure | GSM | Feeder | 4803 | 201 | 11 KV NIDHONA | 044243 | NIDHONA SUBSTATION
XH407132 | Secure | 055 | TCPIP_Secure | GSM | Feeder | 4803 | 203 | 11 KV SONARI FEEDER | 044243 | NIDHONA SUBSTATION
15443155 | DLMS-LnT | 053 | TCPIP_DLMS | GSM | Feeder | 4803 | 206 | 11KV BILDA AG FEEDER | 044007 | 33/11KV PHULAMBRI S/S
05035632 | DLMS-HPL | 076 | TCPIP_DLMS | GSM | Feeder | 4803 | 206 | 11KV KHAMGAON | 044024 | 33/11KV BABARA
X2047496 | DLMS-Secure | 055 | TCPIP_DLMS | GSM | Feeder | 4803 | 203 | 11 KV DONGARGAON GAOTHAN FEEDER | 044248 | 33/11 KV DONGARGAON SHIV SUBSTATION
X2047497 | DLMS-Secure | 055 | TCPIP_DLMS | GSM | Feeder | 4803 | 202 | 11 KV DONGARGAON AG FEEDER | 044248 | 33/11 KV DONGARGAON SHIV SUBSTATION
X2034667 | DLMS-Secure | 055 | TCPIP_DLMS | GSM | Feeder | 4803 | 201 | 11 KV SHIRODI AG FEEDER | 044248 | 33/11 KV DONGARGAON SHIV SUBSTATION
04575102 | DLMS-Genus | 065 | TCPIP_LnT_9600 | GSM | Feeder | 4803 | 205 | 11KV SULTANWADI | 044060 | 33/11KV JATEGAON S/S
04575011 | DLMS-Genus | 065 | TCPIP_LnT_9600 | GSM | Feeder | 4803 | 204 | 11KV LEHA | 044024 | 33/11KV BABARA
X1092939 | DLMS-Secure | 055 | TCPIP_DLMS | GSM | Feeder | 4803 | 202 | 11 KV NARLA | 044049 | 33 KV WADODBAZAR
X1095646 | DLMS-Secure | 055 | TCPIP_DLMS | GSM | Feeder | 4803 | 201 | 11 KV SHEVATA | 044049 | 33 KV WADODBAZAR
04575009 | DLMS-Genus | 065 | TCPIP_DLMS | GSM | Feeder | 4803 | 205 | 11KV NAYGAON | 044024 | 33/11KV BABARA
00310631 | DLMS-HPL | 076 | NON_AMR_MODEM | GSM | Feeder | 4803 | 205 | 11 KV WAREGAON GAOTHAN | 044074 | 33/11KV WAREGAON
00309827 | DLMS-HPL | 076 | NON_AMR_MODEM | GSM | Feeder | 4803 | 204 | 11 KV DONGERGAON-SHIRODI AG | 044074 | 33/11KV WAREGAON
00310638 | DLMS-HPL | 076 | NON_AMR_MODEM | GSM | Feeder | 4803 | 202 | 11KV PIMPALGAON GAOTHAN | 044074 | 33/11KV WAREGAON
00309822 | DLMS-HPL | 076 | NON_AMR_MODEM | GSM | Feeder | 4803 | 206 | 11 KV WANEGAON AG | 044074 | 33/11KV WAREGAON
00309826 | DLMS-HPL | 076 | NON_AMR_MODEM | GSM | Feeder | 4803 | 203 | 11KV GANORI AG FEEDER | 044074 | 33/11KV WAREGAON
00567279 | DLMS-HPL | 076 | NON_AMR_MODEM | GSM | Feeder | 4803 | 208 | 11 KV WAREGAON- AG FEEDER | 044007 | 33/11KV PHULAMBRI S/S
00567297 | DLMS-HPL | 076 | NON_AMR_MODEM | GSM | Feeder | 4803 | 209 | 11 KV GADEKAR INDUSTRIAL | 044007 | 33/11KV PHULAMBRI S/S
00309828 | DLMS-HPL | 076 | NON_AMR_MODEM | GSM | Feeder | 4803 | 201 | 11KV KINGAON AG FEEDER | 044074 | 33/11KV WAREGAON
00310908 | DLMS-HPL | 076 | TCPIP_DLMS | GSM | Feeder | 4803 | 203 | 11 KV PATHRI | 044049 | 33 KV WADODBAZAR
00311070 | DLMS-HPL | 076 | TCPIP_DLMS | GSM | Feeder | 4803 | 201 | 11KV JATEGAON AG FEEDER | 044060 | 33/11KV JATEGAON S/S
XH407103 | DLMS-Secure | 055 | TCPIP_DLMS | GSM | Feeder | 4803 | 202 | 11 KV NAYGAON FEEDER | 044243 | NIDHONA SUBSTATION
15443157 | DLMS-LnT | 053 | TCPIP_DLMS | GSM | Feeder | 4803 | 205 | 11 KV DEOGIRI AG FEEDER | 044007 | 33/11KV PHULAMBRI S/S
00310910 | DLMS-HPL | 076 | TCPIP_DLMS | GSM | Feeder | 4803 | 203 | 11 KV ALAND | 044010 | 33 KV ALAND
00567166 | DLMS-HPL | 076 | TCPIP_DLMS | GSM | Feeder | 4803 | 202 | 11 KV BORGAON ARJ | 044010 | 33 KV ALAND
X1092998 | DLMS-Secure | 055 | TCPIP_DLMS | GSM | Feeder | 4803 | 207 | PATHARI NEW | 044049 | 33 KV WADODBAZAR
00467284 | DLMS-HPL | 076 | TCPIP_DLMS | GSM | Feeder | 2225 | 207 | 11 KV DHAMORI (BK) 1PHASING | 044021 | 33/11 KV SHENDURWADA
00310693 | DLMS-HPL | 076 | TCPIP_DLMS | GSM | Feeder | 2225 | 201 | 11KV TURKABAD AG | 044015 | 33/11 KV LIMBEJALGAON
X1705272 | Secure | 055 | TCPIP_Secure | GSM | Feeder | 2225 | 203 | SEVAK TRUST | 044235 | 33/11 KV JOGESHWARI
X0402367 | DLMS-Secure | 055 | TCPIP_DLMS | GSM | Feeder | 2225 | 203 | 11 KV GAWALI SHIVARA GAOTHAN | 044066 | RANJANGAON POL
17271617 | DLMS-LnT | 053 | TCPIP_DLMS | GSM | Feeder | 2225 | 204 | 11 KV RAJANGAON POL GAOTHAN | 044066 | RANJANGAON POL
XG437270 | DLMS-Secure | 055 | TCPIP_DLMS | GSM | Feeder | 2225 | 201 | NEW JOGESHWARI GAOTHAN | 044235 | 33/11 KV JOGESHWARI
XG437262 | DLMS-Secure | 055 | TCPIP_DLMS | GSM | Feeder | 2225 | 202 | 11 KV RANJANGAON INDUSTRIAL | 044235 | 33/11 KV JOGESHWARI
X0400777 | DLMS-Secure | 055 | TCPIP_DLMS | GSM | Feeder | 2225 | 201 | 11 KV GAJGAON AG FEEDER | 044066 | RANJANGAON POL
15443242 | DLMS-LnT | 053 | TCPIP_DLMS | GSM | Feeder | 2225 | 201 | 11 KV DONGAON AG | 044075 | 33/11 KV DONGAON SUB STATION
X0402453 | DLMS-Secure | 055 | TCPIP_DLMS | GSM | Feeder | 2225 | 205 | 11 kv DAHEGAON GAOTHAN | 044015 | 33/11 KV LIMBEJALGAON
X0402406 | DLMS-Secure | 055 | TCPIP_DLMS | GSM | Feeder | 2225 | 202 | 11 KV SHIVRAI AG FEEDER | 044015 | 33/11 KV LIMBEJALGAON
15443356 | DLMS-LnT | 053 | TCPIP_DLMS | GSM | Feeder | 2225 | 203 | PIMPARKHEDA GAOTHAN | 044062 | 33/11 KV WALUJGAON SUB- ST
15443364 | DLMS-LnT | 053 | TCPIP_DLMS | GSM | Feeder | 2225 | 203 | 11 KV DAHEGAON AG FEEDER | 044015 | 33/11 KV LIMBEJALGAON
15443355 | DLMS-LnT | 053 | TCPIP_DLMS | GSM | Feeder | 2225 | 204 | JOGESHWARI | 044062 | 33/11 KV WALUJGAON SUB- ST
15443243 | DLMS-LnT | 053 | TCPIP_DLMS | GSM | Feeder | 2225 | 202 | 11 KV RAIPUR AG | 044075 | 33/11 KV DONGAON SUB STATION
08023105 | DLMS-Genus | 065 | TCPIP_DLMS | GSM | Feeder | 2225 | 203 | Satyam
X0402370 | DLMS-Secure | 055 | TCPIP_DLMS | GSM | Feeder | 2225 | 208 | 11 KV EAST WEST INDUSTRI | 044062 | 33/11 KV WALUJGAON SUB- ST
X0402401 | DLMS-Secure | 055 | TCPIP_DLMS | GSM | Feeder | 2225 | 203 | 11 KV PADALSA AG | 044075 | 33/11 KV DONGAON SUB STATION
15443358 | DLMS-LnT | 053 | TCPIP_DLMS | GSM | Feeder | 2225 | 201 | NARAYANPUR AG | 044062 | 33/11 KV WALUJGAON SUB- ST
15443365 | DLMS-LnT | 053 | TCPIP_DLMS | GSM | Feeder | 2225 | 204 | 11 KV MANGEGAON AG FEEDER | 044015 | 33/11 KV LIMBEJALGAON
15443172 | DLMS-LnT | 053 | TCPIP_DLMS | GSM | Feeder | 2225 | 207 | 11 KV HADAS-PIMPALGAON | 044022 | 33/11 KV LASUR STATION
X0402369 | DLMS-Secure | 055 | TCPIP_DLMS | GSM | Feeder | 2225 | 207 | 11 KV Ghanegaon Ag | 044062 | 33/11 KV WALUJGAON SUB- ST
X0402387 | DLMS-Secure | 055 | TCPIP_DLMS | GSM | Feeder | 2225 | 206 | 11 KV Waluj Gaothan | 044062 | 33/11 KV WALUJGAON SUB- ST
MSP32622 | Secure | 055 | TCPIP_Secure | GSM | Feeder | 2225 | 206 | 11 KV GAWALI SHIWARA AG FEEDER | 044066 | RANJANGAON POL
X1837559 | DLMS-Secure | 055 | TCPIP_DLMS | GSM | Feeder | 2225 | 211 | 11 KV RAPID EXPRESS FEEDER | 044015 | 33/11 KV LIMBEJALGAON
X0401856 | DLMS-Secure | 055 | TCPIP_DLMS | GSM | Feeder | 7226 | 202 | 11KV MATEGAON FEEDER | 044094 | DEOGAON RANGARI KANNAD
X0402459 | DLMS-Secure | 055 | TCPIP_DLMS | GSM | Feeder | 7226 | 203 | 11 KV TAPARGAON | 044076 | HATNUR
XE482553 | DLMS-Secure | 055 | TCPIP_DLMS | GSM | Feeder | 7226 | 206 | KALYAN TOLL | 044078 | 33/11KV CHAPANER
MSP40579 | Secure | 055 | TCPIP_Secure | GSM | Feeder | 7226 | 202 | TOWN-II | 044097 | 33 KV KANNAD SUB STATION
MSP40582 | Secure | 055 | TCPIP_Secure | GSM | Feeder | 7226 | 201 | TOWN-I | 044097 | 33 KV KANNAD SUB STATION
07327628 | LnT | 053 | TCPIP_LNT | GSM | Feeder | 7226 | 203 | 11KV KOLWADI AG | 044054 | 33kv wadner s/s
15443222 | DLMS-LnT | 053 | TCPIP_DLMS | GSM | Feeder | 7226 | 203 | 11 KV PEDAKWADI | 044023 | 33 KV AURALA
MSP40586 | Secure | 055 | TCPIP_Secure | GSM | Feeder | 7226 | 204 | TOWN 4 | 044097 | 33 KV KANNAD SUB STATION
14017469 | LnT | 053 | TCPIP_LnT_9600 | GSM | Feeder | 7226 | 206 | WADALI GAOTHAN | 044042 | 33KV CHIKALTHAN
X0402404 | DLMS-Secure | 055 | TCPIP_DLMS | GSM | Feeder | 7226 | 205 | 11KV BAHIRGAON | 044042 | 33KV CHIKALTHAN
00310449 | DLMS-HPL | 076 | TCPIP_DLMS | GSM | Feeder | 7226 | 202 | 11KV SIRAJGAON | 044078 | 33/11KV CHAPANER
X0402431 | DLMS-Secure | 055 | TCPIP_DLMS | GSM | Feeder | 7226 | 201 | 11KV CHAPANER | 044078 | 33/11KV CHAPANER
00311072 | DLMS-HPL | 076 | NON_AMR_MODEM | GSM | Feeder | 7226 | 201 | 11KV ANDHANER | 044092 | 33kv Andhaner substation
00311076 | DLMS-HPL | 076 | NON_AMR_MODEM | GSM | Feeder | 7226 | 204 | 11KV KALIMATH | 044092 | 33kv Andhaner substation
00310445 | DLMS-HPL | 076 | NON_AMR_MODEM | GSM | Feeder | 7226 | 203 | 11KV NIPANI | 044077 | 33/11KV JEHUR
00311078 | DLMS-HPL | 076 | NON_AMR_MODEM | GSM | Feeder | 7226 | 205 | 11KV GARADA GAOTHAN | 044092 | 33kv Andhaner substation
MSU10692 | Secure | 055 | TCPIP_Secure | GSM | Feeder | 7226 | 206 | 11KV KOLWADI GAONTHAN | 044054 | 33kv wadner s/s
MSU10646 | Secure | 055 | TCPIP_Secure | GSM | Feeder | 7226 | 205 | 11KV WADNER GAONTHAN | 044054 | 33kv wadner s/s
07327627 | LnT | 053 | TCPIP_LNT | GSM | Feeder | 7226 | 201 | 11 KV WADNER AG | 044054 | 33kv wadner s/s
X0400762 | DLMS-Secure | 055 | TCPIP_DLMS | GSM | Feeder | 7226 | 202 | 11 KV AMBA AG | 044054 | 33kv wadner s/s
X0402403 | DLMS-Secure | 055 | TCPIP_DLMS | GSM | Feeder | 7226 | 204 | 11KV HIWARKHEDA | 044042 | 33KV CHIKALTHAN
X0402405 | DLMS-Secure | 055 | TCPIP_DLMS | GSM | Feeder | 7226 | 203 | 11 KV NANDGIRWADI | 044042 | 33KV CHIKALTHAN
X0402435 | DLMS-Secure | 055 | TCPIP_DLMS | GSM | Feeder | 7226 | 201 | 11 KV WADALI | 044042 | 33KV CHIKALTHAN
X0402436 | DLMS-Secure | 055 | TCPIP_DLMS | GSM | Feeder | 7226 | 202 | 11KV NIMDONGRI | 044042 | 33KV CHIKALTHAN
00310441 | DLMS-HPL | 076 | NON_AMR_MODEM | GSM | Feeder | 7226 | 208 | 11KV KALIMATH GAONTHAN | 044054 | 33kv wadner s/s
00310444 | DLMS-HPL | 076 | NON_AMR_MODEM | GSM | Feeder | 7226 | 207 | 11KV AMBA GAOTHAN | 044054 | 33kv wadner s/s
00309625 | DLMS-HPL | 076 | NON_AMR_MODEM | GSM | Feeder | 7226 | 206 | 11KV REL | 044092 | 33kv Andhaner substation
X0401852 | DLMS-Secure | 055 | TCPIP_DLMS | GSM | Feeder | 7226 | 202 | 11 KV CHIWALI | 044077 | 33/11KV JEHUR
15443219 | DLMS-LnT | 053 | TCPIP_DLMS | GSM | Feeder | 7226 | 201 | 11 KV JAWLI | 044023 | 33 KV AURALA
15443223 | DLMS-LnT | 053 | TCPIP_DLMS | GSM | Feeder | 7226 | 202 | 11 KV KHAMGAON | 044023 | 33 KV AURALA
X0400776 | DLMS-Secure | 055 | TCPIP_DLMS | GSM | Feeder | 7226 | 204 | SPARE FEEDER | 044094 | DEOGAON RANGARI KANNAD
00310182 | DLMS-HPL | 076 | NON_AMR_MODEM | GSM | Feeder | 7226 | 201 | 11KV JEHUR | 044077 | 33/11KV JEHUR
MSP40590 | Secure | 055 | TCPIP_Secure | GSM | Feeder | 7226 | 203 | TOWN 3 | 044097 | 33 KV KANNAD SUB STATION
MSP40580 | Secure | 055 | TCPIP_Secure | GSM | Feeder | 7226 | 205 | RITTHI | 044097 | 33 KV KANNAD SUB STATION
MSP40581 | Secure | 055 | TCPIP_Secure | GSM | Feeder | 7226 | 206 | INDUSTRIAL | 044097 | 33 KV KANNAD SUB STATION
X0402452 | DLMS-Secure | 055 | TCPIP_DLMS | GSM | Feeder | 7226 | 203 | 11KV DHONDALGAON FEEDER | 044094 | DEOGAON RANGARI KANNAD
X0400778 | DLMS-Secure | 055 | TCPIP_DLMS | GSM | Feeder | 7226 | 207 | 11KV DEOGAON GRAMIN | 044094 | DEOGAON RANGARI KANNAD
15443182 | DLMS-LnT | 053 | TCPIP_DLMS | GSM | Feeder | 7226 | 201 | 11 KV DEOGAON RANGARI URBAN | 044094 | DEOGAON RANGARI KANNAD
15443370 | DLMS-LnT | 053 | TCPIP_DLMS | GSM | Feeder | 7226 | 205 | 11KV TADPIMPALGAON | 044094 | DEOGAON RANGARI KANNAD
X0400779 | DLMS-Secure | 055 | TCPIP_DLMS | GSM | Feeder | 7226 | 206 | 11KV DEOLANA FEEDER | 044094 | DEOGAON RANGARI KANNAD
X0402641 | DLMS-Secure | 055 | TCPIP_DLMS | GSM | Feeder | 7226 | 201 | 11KV NEW TAKALI FEEDER | 044121 | TAKALI SUB STATION
X0402399 | DLMS-Secure | 055 | TCPIP_DLMS | GSM | Feeder | 7226 | 203 | 11KV LAVHALI FEEDER | 044121 | TAKALI SUB STATION
X0402397 | DLMS-Secure | 055 | TCPIP_DLMS | GSM | Feeder | 7226 | 202 | 11KV KESAPUR FEEDER | 044121 | TAKALI SUB STATION
08026856 | DLMS-Genus | 065 | TCPIP_DLMS | GSM | Feeder | 7226 | 203 | 11KV TAKLI | 044078 | 33/11KV CHAPANER
X0402390 | Secure | 055 | TCPIP_Secure | GSM | Feeder | 7226 | 205 | 11KV GUDMA | 044078 | 33/11KV CHAPANER
04575067 | DLMS-Genus | 065 | TCPIP_DLMS | GSM | Feeder | 7226 | 202 | 11 KV SHIVRAI | 044076 | HATNUR
X1082325 | DLMS-Secure | 055 | TCPIP_DLMS | GSM | Feeder | 7226 | 204 | 11 KV JAITAPUR | 044076 | HATNUR
00310796 | DLMS-HPL | 076 | TCPIP_DLMS | GSM | Feeder | 7226 | 201 | 11KV HATNOOR | 044076 | HATNUR
15443227 | DLMS-LnT | 053 | TCPIP_DLMS | GSM | Feeder | 4873 | 206 | 11KV CHIMNAPUR GAOTHAN | 044050 | 33KV NAGAPUR
15443341 | DLMS-LnT | 053 | TCPIP_DLMS | GSM | Feeder | 4873 | 202 | 11KV SAIGAWN AG (WITH SDT) | 044005 | 33KV NAGAD
X0402456 | DLMS-Secure | 055 | TCPIP_DLMS | GSM | Feeder | 4873 | 205 | 11 KV NACHANWEL GAOTHAN | 044028 | 33 KV NACHANWEL
X0401830 | DLMS-Secure | 055 | TCPIP_DLMS | GSM | Feeder | 4873 | 201 | 11 KV NACHANWEL AG | 044028 | 33 KV NACHANWEL
15443340 | DLMS-LnT | 053 | TCPIP_DLMS | GSM | Feeder | 4873 | 207 | 11KV BILDARI AG | 044005 | 33KV NAGAD
14017482 | LnT | 053 | TCPIP_LnT_9600 | GSM | Feeder | 4873 | 209 | 11KV GHATSHENDRA AG | 044026 | 33 KV CHINCHOLI (LI)
X1095614 | DLMS-Secure | 055 | TCPIP_DLMS | GSM | Feeder | 4873 | 203 | 11 KV BELKHEDA | 044005 | 33KV NAGAD
14017434 | LnT | 053 | TCPIP_LnT_9600 | GSM | Feeder | 4873 | 205 | 11 KV WADOD | 044026 | 33 KV CHINCHOLI (LI)
12627483 | DLMS-LnT | 053 | TCPIP_DLMS | GSM | Feeder | 4873 | 203 | 11 KV PURANWADI (AG WITH SDT) | 044050 | 33KV NAGAPUR
X0402448 | DLMS-Secure | 055 | TCPIP_DLMS | GSM | Feeder | 4873 | 202 | 11 KV WAKI | 044026 | 33 KV CHINCHOLI (LI)
X0401853 | DLMS-Secure | 055 | TCPIP_DLMS | GSM | Feeder | 4873 | 203 | 11KV DEVPUL AG | 044046 | 33 KV WASADI
17271672 | DLMS-LnT | 053 | TCPIP_DLMS | GSM | Feeder | 4873 | 202 | 11KV NIMBHORA AG | 044046 | 33 KV WASADI
00381870 | DLMS-HPL | 076 | TCPIP_DLMS | GSM | Feeder | 4873 | 203 | 11 KV SAROLA AG | 044028 | 33 KV NACHANWEL
00381869 | DLMS-HPL | 076 | TCPIP_DLMS | GSM | Feeder | 4873 | 202 | 11 KV DONGARGAON AG | 044028 | 33 KV NACHANWEL
00310624 | DLMS-HPL | 076 | TCPIP_DLMS | GSM | Feeder | 4873 | 203 | 11KV KOLAMBI AG FEEDER WITH SDT | 044006 | 33 KV Pishor S/S
17223704 | DLMS-LnT | 053 | TCPIP_DLMS | GSM | Feeder | 4873 | 204 | 11 KV MEHGAON AG | 044046 | 33 KV WASADI
X1251897 | DLMS-Secure | 055 | TCPIP_Secure | GSM | Feeder | 4873 | 208 | SOLAR 01 | 044005 | 33KV NAGAD
X1251859 | DLMS-Secure | 055 | TCPIP_DLMS | GSM | Feeder | 4873 | 209 | SOLAR 02 | 044005 | 33KV NAGAD
X0402382 | Secure | 055 | TCPIP_Secure | GSM | Feeder | 4873 | 204 | 11KV DONGARGAON GAONTHAN | 044028 | 33 KV NACHANWEL
12627083 | DLMS-LnT | 053 | TCPIP_DLMS | GSM | Feeder | 4873 | 201 | 11 KV WASADI AG | 044046 | 33 KV WASADI
17271664 | DLMS-LnT | 053 | TCPIP_DLMS | GSM | Feeder | 4873 | 207 | 11KV KOLAMBI GAONTHAN | 044006 | 33 KV Pishor S/S
17271661 | DLMS-LnT | 053 | TCPIP_DLMS | GSM | Feeder | 4873 | 202 | 11 KV PISHOR GAONTHAN | 044006 | 33 KV Pishor S/S
X0402632 | DLMS-Secure | 055 | TCPIP_DLMS | GSM | Feeder | 4873 | 205 | 11KV REULGAON AG (WITH SDT) | 044050 | 33KV NAGAPUR
X0402635 | DLMS-Secure | 055 | TCPIP_DLMS | GSM | Feeder | 4873 | 204 | 11KV NAGAD GAONTHAN | 044005 | 33KV NAGAD
X0402634 | DLMS-Secure | 055 | TCPIP_DLMS | GSM | Feeder | 4873 | 201 | 11KV NAGAD AG(WITH SDT) | 044005 | 33KV NAGAD
17271659 | DLMS-LnT | 053 | TCPIP_DLMS | GSM | Feeder | 4873 | 203 | 11 KV GANESHPUR | 044026 | 33 KV CHINCHOLI (LI)
X1082294 | DLMS-Secure | 055 | TCPIP_DLMS | GSM | Feeder | 4873 | 203 | 11KV JAMADI | 044103 | 33KV SHELGAON
X0402438 | Secure | 055 | TCPIP_Secure | GSM | Feeder | 4873 | 206 | 11 KV SAROLA GAOTHAN | 044028 | 33 KV NACHANWEL
X1082310 | DLMS-Secure | 055 | TCPIP_DLMS | GSM | Feeder | 4873 | 210 | MOHRA AG | 044028 | 33 KV NACHANWEL
X1092943 | Secure | 055 | TCPIP_Secure | GSM | Feeder | 4873 | 205 | 11KV NIMBHORA GAOTHAN | 044046 | 33 KV WASADI
X1092963 | DLMS-Secure | 055 | TCPIP_DLMS | GSM | Feeder | 4873 | 206 | 11KV SAIGAWAN GAOTHAN | 044005 | 33KV NAGAD
X1092935 | DLMS-Secure | 055 | TCPIP_DLMS | GSM | Feeder | 4873 | 205 | 11KV BELKHEDA GAONTHAN | 044005 | 33KV NAGAD
04575095 | DLMS-Genus | 065 | TCPIP_DLMS | GSM | Feeder | 4873 | 207 | 11KV MEHGAON GAOTHAN | 044046 | 33 KV WASADI
X0402391 | Secure | 055 | TCPIP_Secure | GSM | Feeder | 4873 | 206 | 11KV WASADI GAOTHAN | 044046 | 33 KV WASADI
X0401854 | DLMS-Secure | 055 | TCPIP_DLMS | GSM | Feeder | 4873 | 201 | 11KV SHELGAON | 044103 | 33KV SHELGAON
X0399568 | DLMS-Secure | 055 | TCPIP_DLMS | GSM | Feeder | 7218 | 202 | 11 KV GHAYGAON | 047021 | VAIJAPUR
00310038 | DLMS-HPL | 076 | TCPIP_DLMS | GSM | Feeder | 7218 | 209 | CHORWAGHALGAON | 044008 | MAHALGAON
00310687 | DLMS-HPL | 076 | TCPIP_DLMS | GSM | Feeder | 7218 | 208 | SIRASGAON | 044008 | MAHALGAON
00567314 | DLMS-HPL | 076 | TCPIP_DLMS | GSM | Feeder | 7218 | 203 | MAHALGOAN | 044008 | MAHALGAON
00567315 | DLMS-HPL | 076 | TCPIP_DLMS | GSM | Feeder | 7218 | 206 | PANVI | 044008 | MAHALGAON
00567312 | DLMS-HPL | 076 | TCPIP_DLMS | GSM | Feeder | 7218 | 204 | KATE PIMPLGOAN | 044008 | MAHALGAON
00567307 | DLMS-HPL | 076 | TCPIP_DLMS | GSM | Feeder | 7218 | 207 | MALISAGAJ | 044008 | MAHALGAON
X0402449 | DLMS-Secure | 055 | TCPIP_DLMS | GSM | Feeder | 7218 | 224 | 11 KV MALISAGAJ GAONTHAN | 044008 | MAHALGAON
X0402647 | Secure | 055 | TCPIP_Secure | GSM | Feeder | 7218 | 223 | 11 KV JATEGAON GAONTHAN | 044008 | MAHALGAON
00309629 | DLMS-HPL | 076 | NON_AMR_MODEM | GSM | Feeder | 7218 | 203 | 11KV DAHEGAON | 044082 | 33/11KV SHIVRAI
00309628 | DLMS-HPL | 076 | NON_AMR_MODEM | GSM | Feeder | 7218 | 202 | 11KV SHIVRAI | 044082 | 33/11KV SHIVRAI
00310273 | DLMS-HPL | 076 | NON_AMR_MODEM | GSM | Feeder | 7218 | 207 | 11 KV MHASKI | 044009 | LADGOAN
00382279 | DLMS-HPL | 076 | NON_AMR_MODEM | GSM | Feeder | 7218 | 202 | 11 KV SAWKHED GANAGA | 044009 | LADGOAN
00381868 | DLMS-HPL | 076 | NON_AMR_MODEM | GSM | Feeder | 7218 | 201 | 11 KV LADGOAN | 044009 | LADGOAN
00309264 | DLMS-HPL | 076 | NON_AMR_MODEM | GSM | Feeder | 7218 | 206 | 11 KV BHAOOR | 044009 | LADGOAN
14089057 | LnT | 053 | TCPIP_LnT_9600 | GSM | Feeder | 7218 | 204 | 11KV TIDI | 044082 | 33/11KV SHIVRAI
X0402402 | DLMS-Secure | 055 | TCPIP_DLMS | GSM | Feeder | 7218 | 225 | 11 KV KHAMBALA AG | 044120 | 33KV KHAMBALA
X0402447 | DLMS-Secure | 055 | TCPIP_DLMS | GSM | Feeder | 7218 | 201 | 11KV SURALA | 044120 | 33KV KHAMBALA
XG476859 | DLMS-Secure | 055 | TCPIP_DLMS | GSM | Feeder | 7218 | 205 | 11 KV INDUSTRIAL FEEDER | 044093 | 33/11kv Vaijapur
XH449442 | DLMS-Secure | 055 | TCPIP_DLMS | GSM | Feeder | 7218 | 201 | 11KV DARGA | 044093 | 33/11kv Vaijapur
XE419434 | DLMS-Secure | 055 | TCPIP_DLMS | GSM | Feeder | 7218 | 224 | 11 KV BELGAON GAONTHAN | 044120 | 33KV KHAMBALA
XH449456 | DLMS-Secure | 055 | TCPIP_DLMS | GSM | Feeder | 7218 | 202 | 11 ROTEGAON | 044093 | 33/11kv Vaijapur
XE482456 | DLMS-Secure | 055 | TCPIP_DLMS | GSM | Feeder | 7218 | 222 | 11 KV KIRATPUR GAONTHAN | 044120 | 33KV KHAMBALA
X0402415 | Secure | 055 | TCPIP_Secure | GSM | Feeder | 7218 | 225 | 11 KV MAHALGAON GAONTHAN | 044008 | MAHALGAON
X1431411 | DLMS-Secure | 055 | TCPIP_DLMS | GSM | Feeder | 7218 | 207 | SAMRUDDHI EXPRESS | 044105 | 33/11 Kv Chinchadgaon
15443140 | DLMS-LnT | 053 | TCPIP_DLMS | GSM | Feeder | 7218 | 204 | 11KV KANKSAGAJ | 044105 | 33/11 Kv Chinchadgaon
X0399569 | DLMS-Secure | 055 | TCPIP_DLMS | GSM | Feeder | 7218 | 206 | 11 KV SHELKEWADI | 047021 | VAIJAPUR
00310040 | DLMS-HPL | 076 | TCPIP_DLMS | GSM | Feeder | 7218 | 205 | SPARE FEEDER | 044008 | MAHALGAON
15443274 | DLMS-LnT | 053 | TCPIP_DLMS | GSM | Feeder | 7218 | 205 | AWALGAON | 044034 | NAGAMTHAN
15443277 | DLMS-LnT | 053 | TCPIP_DLMS | GSM | Feeder | 7218 | 203 | DAGPIMPALGAON | 044034 | NAGAMTHAN
15443259 | DLMS-LnT | 053 | TCPIP_DLMS | GSM | Feeder | 7218 | 206 | 11KV SHANI DEOGAON | 044034 | NAGAMTHAN
X0399571 | DLMS-Secure | 055 | TCPIP_DLMS | GSM | Feeder | 7218 | 201 | 11 KV BHAGGAON | 047021 | VAIJAPUR
X0399572 | DLMS-Secure | 055 | TCPIP_DLMS | GSM | Feeder | 7218 | 207 | 11 KV V.P.COLLAGE FEEDER | 047021 | VAIJAPUR
X0399570 | DLMS-Secure | 055 | TCPIP_DLMS | GSM | Feeder | 7218 | 205 | 11 KV CHANDGAON | 047021 | VAIJAPUR
14089025 | LnT | 053 | TCPIP_LnT_9600 | GSM | Feeder | 7218 | 205 | 11KV BENDWADI | 044082 | 33/11KV SHIVRAI
15107729 | LnT | 053 | TCPIP_LnT_9600 | GSM | Feeder | 7218 | 205 | 11KV SATANA | 044105 | 33/11 Kv Chinchadgaon
XB449545 | DLMS-Secure | 055 | TCPIP_DLMS | GSM | Feeder | 7218 | 203 | 11KV PURANGAON | 044117 | 33/11KV PURANGAON S/STN
XH449447 | DLMS-Secure | 055 | TCPIP_DLMS | GSM | Feeder | 7218 | 202 | MAHANKALWADGAON | 044034 | NAGAMTHAN
XH449388 | DLMS-Secure | 055 | TCPIP_DLMS | GSM | Feeder | 7218 | 204 | BHAMATHAN | 044034 | NAGAMTHAN
X0402396 | Secure | 055 | TCPIP_Secure | GSM | Feeder | 7218 | 201 | 11KV NANDURDHOK | 044117 | 33/11KV PURANGAON S/STN
15104204 | LnT | 053 | TCPIP_LnT_9600 | GSM | Feeder | 7218 | 201 | 11 KV CHINCHADGAON | 044105 | 33/11 Kv Chinchadgaon
15107726 | LnT | 053 | TCPIP_LnT_9600 | GSM | Feeder | 7218 | 202 | 11 KV AGARSAYGAON | 044105 | 33/11 Kv Chinchadgaon
15443170 | DLMS-LnT | 053 | TCPIP_DLMS | GSM | Feeder | 4743 | 204 | BORSAR | 044029 | 33/11KV PARSODA
15443380 | DLMS-LnT | 053 | TCPIP_DLMS | GSM | Feeder | 4743 | 201 | 11 KV GARAJ | 044071 | 33/11 KV GARAJ
00467287 | DLMS-HPL | 076 | TCPIP_DLMS | GSM | Feeder | 4743 | 202 | RAHEGAON | 044043 | 33/11KV DHONDALGAON
00467283 | DLMS-HPL | 076 | TCPIP_DLMS | GSM | Feeder | 4743 | 202 | KHANDALA | 044029 | 33/11KV PARSODA
X0401827 | DLMS-Secure | 055 | TCPIP_DLMS | GSM | Feeder | 4743 | 203 | ANCHALGAON | 044048 | 33/11 LONI
00467289 | DLMS-HPL | 076 | TCPIP_DLMS | GSM | Feeder | 4743 | 205 | PARSODA | 044029 | 33/11KV PARSODA
XE489699 | DLMS-Secure | 055 | TCPIP_DLMS | GSM | Feeder | 4743 | 202 | 11KV MANYAD (BHADALI) | 044130 | BHADLI
15443352 | DLMS-LnT | 053 | TCPIP_DLMS | GSM | Feeder | 4743 | 203 | LONI | 044011 | 33/11KV SHIVOOR
X0398487 | DLMS-Secure | 055 | TCPIP_DLMS | GSM | Feeder | 4743 | 202 | 11 KV BHAVARBEN | 044109 | 33 KV Khandala
X0401848 | DLMS-Secure | 055 | TCPIP_DLMS | GSM | Feeder | 4743 | 203 | LAKH KHANDALA | 044088 | 33/11 KV BHAYGAON S/SN
X0853261 | DLMS-Secure | 055 | TCPIP_DLMS | GSM | Feeder | 4743 | 201 | 11KV MANYAD(PARALA) | 044130 | BHADLI
X0401845 | DLMS-Secure | 055 | TCPIP_DLMS | GSM | Feeder | 4743 | 202 | 11KV BHAIGAON GANGA | 044114 | 33/11 KV BHAIGAON GANGA
X0398488 | DLMS-Secure | 055 | TCPIP_DLMS | GSM | Feeder | 4743 | 201 | BILONI | 044088 | 33/11 KV BHAYGAON S/SN
X0401850 | DLMS-Secure | 055 | TCPIP_DLMS | GSM | Feeder | 4743 | 203 | NALEGAON | 044043 | 33/11KV DHONDALGAON
X0401847 | DLMS-Secure | 055 | TCPIP_DLMS | GSM | Feeder | 4743 | 202 | JARUL | 044088 | 33/11 KV BHAYGAON S/SN
X0398490 | DLMS-Secure | 055 | TCPIP_DLMS | GSM | Feeder | 4743 | 201 | 11 KV JANEFAL | 044109 | 33 KV Khandala
15443291 | DLMS-LnT | 053 | TCPIP_DLMS | GSM | Feeder | 4743 | 205 | BOLTHAN | 044011 | 33/11KV SHIVOOR
X0401855 | DLMS-Secure | 055 | TCPIP_DLMS | GSM | Feeder | 4743 | 206 | SANJARPURWADI | 044043 | 33/11KV DHONDALGAON
X0401829 | DLMS-Secure | 055 | TCPIP_DLMS | GSM | Feeder | 4743 | 205 | BHADLI | 044048 | 33/11 LONI
X0398486 | DLMS-Secure | 055 | TCPIP_DLMS | GSM | Feeder | 4743 | 206 | BANGLA | 044011 | 33/11KV SHIVOOR
X0401828 | DLMS-Secure | 055 | TCPIP_DLMS | GSM | Feeder | 4743 | 201 | LONI | 044048 | 33/11 LONI
X0401849 | DLMS-Secure | 055 | TCPIP_DLMS | GSM | Feeder | 4743 | 206 | KHADI CENTER | 044029 | 33/11KV PARSODA
XD452904 | DLMS-Secure | 055 | TCPIP_DLMS | GSM | Feeder | 4743 | 208 | 11KV BHADLI GAOTHAN | 044048 | 33/11 LONI
16002815 | LnT | 053 | TCPIP_LnT_9600 | GSM | Feeder | 4743 | 206 | 11KV POKHARI | 044071 | 33/11 KV GARAJ
16002889 | LnT | 053 | TCPIP_LnT_9600 | GSM | Feeder | 4743 | 203 | 11KV PASHAPUR | 044114 | 33/11 KV BHAIGAON GANGA
X0402423 | DLMS-Secure | 055 | TCPIP_DLMS | GSM | Feeder | 4743 | 202 | WAKLA | 044048 | 33/11 LONI
15443382 | DLMS-LnT | 053 | TCPIP_DLMS | GSM | Feeder | 4743 | 202 | 11 KV MANOOR | 044071 | 33/11 KV GARAJ
00467286 | DLMS-HPL | 076 | TCPIP_DLMS | GSM | Feeder | 4743 | 205 | DHONDALGAON | 044043 | 33/11KV DHONDALGAON
15443381 | DLMS-LnT | 053 | TCPIP_DLMS | GSM | Feeder | 4743 | 203 | 11 KV BHATANA | 044071 | 33/11 KV GARAJ
00467290 | DLMS-HPL | 076 | TCPIP_DLMS | GSM | Feeder | 4743 | 203 | DAHEGAON | 044029 | 33/11KV PARSODA
XC439925 | DLMS-Secure | 055 | TCPIP_DLMS | GSM | Feeder | 7242 | 206 | MJP EXPRESS | 044002 | FARDAPUR
GTL52847 | DLMS-Secure | 055 | TCPIP_DLMS | GSM | Feeder | 7242 | 205 | 11KV LIHA FEEDER | 044035 | SOYGOAN
X0401839 | DLMS-Secure | 055 | TCPIP_DLMS | GSM | Feeder | 7242 | 201 | FARDAPUR | 044002 | FARDAPUR
17223680 | DLMS-LnT | 053 | TCPIP_DLMS | GSM | Feeder | 7242 | 204 | 11 KV BANOTI GAOTHAN | 044018 | 33/11 KV BANOTI SUB STN
GTL52741 | DLMS-Secure | 055 | TCPIP_DLMS | GSM | Feeder | 7242 | 201 | 11 K V SOYEGAON | 044035 | SOYGOAN
04579183 | DLMS-Genus | 065 | TCPIP_DLMS | GSM | Feeder | 7242 | 203 | JARANDI | 044035 | SOYGOAN
14089052 | LnT | 053 | TCPIP_LnT_9600 | GSM | Feeder | 7242 | 203 | 11KV JARANDI NEW | 044106 | 33/11 kv JARANDI
17223681 | DLMS-LnT | 053 | TCPIP_DLMS | GSM | Feeder | 7242 | 206 | WAKDI GAOTHAN FEEDER | 044018 | 33/11 KV BANOTI SUB STN
17223679 | DLMS-LnT | 053 | TCPIP_DLMS | GSM | Feeder | 7242 | 205 | HANUMANTKHEDA GAOTHAN FEEDER | 044018 | 33/11 KV BANOTI SUB STN
X0402454 | DLMS-Secure | 055 | TCPIP_DLMS | GSM | Feeder | 7242 | 205 | 11KV MTDC FEEDER | 044002 | FARDAPUR
05035642 | DLMS-HPL | 076 | TCPIP_DLMS | GSM | Feeder | 7242 | 202 | 11 K V GALWADA | 044035 | SOYGOAN
15443196 | DLMS-LnT | 053 | NON_AMR_MODEM | GSM | Feeder | 7242 | 207 | 11 KV GONDEGAON AG | 044018 | 33/11 KV BANOTI SUB STN
15443194 | DLMS-LnT | 053 | NON_AMR_MODEM | GSM | Feeder | 7242 | 202 | 11 KV NANDGAON AG FEEDER | 044018 | 33/11 KV BANOTI SUB STN
15443169 | DLMS-LnT | 053 | NON_AMR_MODEM | GSM | Feeder | 7242 | 209 | 11 KV GONDEGAON GAOTHAN | 044018 | 33/11 KV BANOTI SUB STN
15443284 | DLMS-LnT | 053 | TCPIP_DLMS | GSM | Feeder | 7242 | 203 | 11 KV MOLKHEDA AG | 044055 | 33/11 KV SAWALADBARA
14017433 | LnT | 053 | TCPIP_LnT_9600 | GSM | Feeder | 7242 | 201 | 11KV GHOSLA NEW | 044106 | 33/11 kv JARANDI
X2047455 | DLMS-Secure | 055 | TCPIP_DLMS | GSM | Feeder | 7242 | 210 | 11KV WATER SUPPLY EXPRESS FEEDER MJP DDF | 044002 | FARDAPUR
04575055 | DLMS-Genus | 065 | TCPIP_DLMS | GSM | Feeder | 7242 | 206 | EXPRESS FEEDER FOR GRAMIN HOSPITAL | 044035 | SOYGOAN
15443165 | DLMS-LnT | 053 | TCPIP_DLMS | GSM | Feeder | 7242 | 204 | 11 KV SAWALADBARA GAOTHAN | 044055 | 33/11 KV SAWALADBARA
X0401837 | DLMS-Secure | 055 | TCPIP_DLMS | GSM | Feeder | 7242 | 207 | AJANTHA CAVES | 044002 | FARDAPUR
X0401838 | DLMS-Secure | 055 | TCPIP_DLMS | GSM | Feeder | 7242 | 203 | 11 K V PALASKHEDA | 044002 | FARDAPUR
XE482440 | DLMS-Secure | 055 | TCPIP_DLMS | GSM | Feeder | 7235 | 206 | 11 KV KHUPTA GAOTHAN FEEDER
XB489519 | DLMS-Secure | 055 | TCPIP_DLMS | GSM | Feeder | 7235 | 201 | 11KV SHIVNA AG FEEDER | 044115 | 33KV SHIVNA
XC428114 | DLMS-Secure | 055 | TCPIP_DLMS | GSM | Feeder | 7235 | 204 | 11KV KHANDALA FEEDER
XD453921 | DLMS-Secure | 055 | TCPIP_DLMS | GSM | Feeder | 7235 | 208 | 11KV AJANTA GAOTHAN
XB489518 | DLMS-Secure | 055 | TCPIP_DLMS | GSM | Feeder | 7235 | 204 | 11KV AMSARI FEEDER
XC413524 | DLMS-Secure | 055 | TCPIP_DLMS | GSM | Feeder | 7235 | 203 | 11KV JALKI BAZAR AG FEEDER
00309456 | DLMS-HPL | 076 | TCPIP_DLMS | GSM | Feeder | 7235 | 201 | 11KV GOLEGAON | 044027 | 33 KV GOLEGAON
MSU10726 | Secure | 055 | TCPIP_Secure | GSM | Feeder | 7235 | 205 | 11KV AMBHAI GAONTHAN | 044057 | 33 KV AMBHAI
00310717 | DLMS-HPL | 076 | TCPIP_DLMS | GSM | Feeder | 7235 | 204 | 11KV CHINCHPUR FEEDER | 044057 | 33 KV AMBHAI
00309454 | DLMS-HPL | 076 | TCPIP_DLMS | GSM | Feeder | 7235 | 205 | 11KV PANWADOD | 044027 | 33 KV GOLEGAON
MSU10659 | Secure | 055 | TCPIP_Secure | GSM | Feeder | 7235 | 208 | 11KV HATTI GAONTHAN | 044057 | 33 KV AMBHAI
00310226 | DLMS-HPL | 076 | TCPIP_DLMS | GSM | Feeder | 7235 | 203 | 11KV AMBHAI FEEDER | 044057 | 33 KV AMBHAI
00310595 | DLMS-HPL | 076 | TCPIP_DLMS | GSM | Feeder | 7235 | 206 | 11KV NANEGAON FEEDER | 044057 | 33 KV AMBHAI
15443386 | DLMS-LnT | 053 | TCPIP_DLMS | GSM | Feeder | 7235 | 202 | 11KV UNDENGAON FEEDER | 044027 | 33 KV GOLEGAON
00309459 | DLMS-HPL | 076 | TCPIP_DLMS | GSM | Feeder | 7235 | 206 | 11KV DHOTRA FEEDER | 044027 | 33 KV GOLEGAON
X0402375 | DLMS-Secure | 055 | TCPIP_DLMS | GSM | Feeder | 7235 | 202 | 11 EXPRESS | 044116 | 33KV LIHAKHEDI
X0402445 | DLMS-Secure | 055 | TCPIP_DLMS | GSM | Feeder | 7235 | 204 | 11KV MANDNA | 044116 | 33KV LIHAKHEDI
00309964 | DLMS-HPL | 076 | TCPIP_DLMS | GSM | Feeder | 7234 | 203 | 11 KV CHANDAPUR | 047025 | 132 KV SILLOD
00309962 | DLMS-HPL | 076 | TCPIP_DLMS | GSM | Feeder | 7234 | 204 | 11 KV DAHEGAON | 047025 | 132 KV SILLOD
14089036 | LnT | 053 | TCPIP_LnT_9600 | GSM | Feeder | 7235 | 204 | 11 KV RAHIMABAD AG FEEDER | 044080 | 33 KV ANWI
00310713 | DLMS-HPL | 076 | TCPIP_DLMS | GSM | Feeder | 7235 | 204 | 11 KV AJANTA AG FEEDER
00309453 | DLMS-HPL | 076 | TCPIP_DLMS | GSM | Feeder | 7235 | 205 | 11 KV DAHIGAON AG FEEDER
05038600 | DLMS-HPL | 076 | TCPIP_DLMS | GSM | Feeder | 7235 | 201 | 11KV KHEDI
X0402426 | DLMS-Secure | 055 | TCPIP_DLMS | GSM | Feeder | 7235 | 205 | 11KV SAROLA
00309626 | DLMS-HPL | 076 | TCPIP_DLMS | GSM | Feeder | 7235 | 202 | 11KV HATTI FEEDER | 044057 | 33 KV AMBHAI
00310716 | DLMS-HPL | 076 | TCPIP_DLMS | GSM | Feeder | 7235 | 206 | 11KV DIGRAS FEEDER
00310714 | DLMS-HPL | 076 | TCPIP_DLMS | GSM | Feeder | 7235 | 205 | 11Kv Halda Feeder
00310591 | DLMS-HPL | 076 | TCPIP_DLMS | GSM | Feeder | 7235 | 207 | 11KV GHATAMBRI FEEDER | 044057 | 33 KV AMBHAI
X1092999 | DLMS-Secure | 055 | TCPIP_DLMS | GSM | Feeder | 7235 | 204 | 11 KV PALOD GAOTHAN FEEDER
XD453927 | DLMS-Secure | 055 | TCPIP_DLMS | GSM | Feeder | 7235 | 209 | HALDA GAOTHAN
XE482450 | DLMS-Secure | 055 | TCPIP_DLMS | GSM | Feeder | 7235 | 210 | DIGRAS GAOTHAN | 044067 | 33 KV AJANTHA
XE482457 | DLMS-Secure | 055 | TCPIP_DLMS | GSM | Feeder | 7235 | 201 | 11 KV MANGRUL FEEDER
XD452924 | DLMS-Secure | 055 | TCPIP_DLMS | GSM | Feeder | 7235 | 205 | SHIVNA GAOTHAN
XE482476 | DLMS-Secure | 055 | TCPIP_DLMS | GSM | Feeder | 7235 | 207 | 11 KV ANWI GAOTHAN
X1095640 | DLMS-Secure | 055 | TCPIP_DLMS | GSM | Feeder | 7235 | 206 | 11 KV ASADI GAOTHAN
X1092984 | DLMS-Secure | 055 | TCPIP_DLMS | GSM | Feeder | 7235 | 202 | 11 KV CHANDAPUR FEEDER
X1092931 | DLMS-Secure | 055 | TCPIP_DLMS | GSM | Feeder | 7235 | 203 | 11 KV PALOD AG FEEDER
15443239 | DLMS-LnT | 053 | TCPIP_DLMS | GSM | Feeder | 7235 | 201 | 11Kv Sirsala Feeder
X0402413 | DLMS-Secure | 055 | TCPIP_DLMS | GSM | Feeder | 7235 | 203 | 11KV SHIVNAWADI FEEDER | 044067 | 33 KV AJANTHA
X0402414 | DLMS-Secure | 055 | TCPIP_DLMS | GSM | Feeder | 7235 | 201 | ADGAON (DHAWDA SECTION)FEEDER | 044067 | 33 KV AJANTHA
X1093005 | DLMS-Secure | 055 | TCPIP_DLMS | GSM | Feeder | 7234 | 207 | 11KV WANGI DHANORA GAOTHAN | 044030 | 33 KV BHARADI
XB465536 | DLMS-Secure | 055 | TCPIP_DLMS | GSM | Feeder | 7234 | 201 | 11KV DIDGAON | 044108 | 33/11Kv Borgaon Bazar
XE419439 | DLMS-Secure | 055 | TCPIP_DLMS | GSM | Feeder | 7234 | 206 | 11KV GHATNANDRA GAOTHAN | 044016 | 33 KV DEOLGAON BAZAR
00310637 | DLMS-HPL | 076 | TCPIP_DLMS | GSM | Feeder | 7234 | 203 | 11 KV PALASHI | 044073 | 33 KV BHAVAN
11533074 | LnT | 053 | TCPIP_LnT_9600 | GSM | Feeder | 7234 | 201 | 11 KV INDUSTRIAL EXPRESS FEEDER | 044096 | 33 KV SUB DIVISON SILLOD
11115369 | LnT | 053 | TCPIP_LnT_9600 | GSM | Feeder | 7234 | 206 | 11 KV BALAJINAGAR | 044096 | 33 KV SUB DIVISON SILLOD
14017556 | LnT | 053 | TCPIP_LnT_9600 | GSM | Feeder | 7234 | 206 | 11KV PALSHI KHADI CENTER | 044073 | 33 KV BHAVAN
04575105 | DLMS-Genus | 065 | TCPIP_LnT_9600 | GSM | Feeder | 7234 | 202 | 11KV BORGAON | 044108 | 33/11Kv Borgaon Bazar
X1092965 | DLMS-Secure | 055 | TCPIP_LNT | GSM | Feeder | 7234 | 202 | 11 KV WADOD | 044030 | 33 KV BHARADI
05038562 | DLMS-HPL | 076 | TCPIP_DLMS | GSM | Feeder | 7234 | 203 | 11 KV WANGI | 044030 | 33 KV BHARADI
11533151 | LnT | 053 | TCPIP_LnT_9600 | GSM | Feeder | 7234 | 202 | TILAKNAGAR | 044096 | 33 KV SUB DIVISON SILLOD
14089170 | LnT | 053 | TCPIP_LnT_9600 | GSM | Feeder | 7234 | 204 | 11KV BHAGAWATI AGRO EXPRESS | 044073 | 33 KV BHAVAN
14017481 | LnT | 053 | TCPIP_LnT_9600 | GSM | Feeder | 7234 | 205 | 11KV NILLOD DHARAN | 044073 | 33 KV BHAVAN
12484623 | LnT | 053 | TCPIP_LnT_9600 | GSM | Feeder | 7234 | 207 | 11KV COTTON WADI | 044098 | 33 KV KHODKAI
08026854 | DLMS-Genus | 065 | TCPIP_DLMS | GSM | Feeder | 7234 | 204 | 11 KV JOGESHWARI FEEDER | 044081 | 33 KV AMTHANA
00310224 | DLMS-HPL | 076 | TCPIP_DLMS | GSM | Feeder | 7234 | 203 | 11 KAV ANDHARI - I | 044083 | 33 KV ANDHARI
00310222 | DLMS-HPL | 076 | TCPIP_DLMS | GSM | Feeder | 7234 | 201 | 11 KV LONAWADI | 044083 | 33 KV ANDHARI
00310728 | DLMS-HPL | 076 | TCPIP_DLMS | GSM | Feeder | 7234 | 202 | 11 KV ANDHARI | 044083 | 33 KV ANDHARI
11115365 | LnT | 053 | TCPIP_LnT_9600 | GSM | Feeder | 7234 | 203 | NEW TOWN 2 | 044096 | 33 KV SUB DIVISON SILLOD
12484625 | LnT | 053 | TCPIP_LnT_9600 | GSM | Feeder | 7234 | 204 | MAHADEV MANDIR | 044098 | 33 KV KHODKAI
12484328 | LnT | 053 | TCPIP_LnT_9600 | GSM | Feeder | 7234 | 202 | YESHWANTNAGAR | 044098 | 33 KV KHODKAI
XE419441 | DLMS-Secure | 055 | TCPIP_DLMS | GSM | Feeder | 7234 | 207 | 11 KV AMTHANA GAOTHAN | 044081 | 33 KV AMTHANA
12626575 | DLMS-LnT | 053 | TCPIP_DLMS | GSM | Feeder | 7234 | 206 | 11KV BHARADI | 044030 | 33 KV BHARADI
XE419468 | DLMS-Secure | 055 | TCPIP_DLMS | GSM | Feeder | 7234 | 212 | 11 KV UPALI GAVTHAN FEEDER | 044108 | 33/11Kv Borgaon Bazar
X0400775 | DLMS-Secure | 055 | TCPIP_DLMS | GSM | Feeder | 7234 | 203 | 11KV WANJOLA | 044123 | 33KV MODHA
XB449546 | DLMS-Secure | 055 | TCPIP_DLMS | GSM | Feeder | 7234 | 202 | 11KV MODHA BK AG | 044123 | 33KV MODHA
17271618 | DLMS-LnT | 053 | TCPIP_DLMS | GSM | Feeder | 7234 | 201 | 11KV MODHA KH AG | 044123 | 33KV MODHA
04575116 | DLMS-Genus | 065 | TCPIP_DLMS | GSM | Feeder | 7234 | 201 | AMBADASNAGAR | 044098 | 33 KV KHODKAI
X0402384 | DLMS-Secure | 055 | TCPIP_DLMS | GSM | Feeder | 7234 | 204 | TOWN 1 | 044096 | 33 KV SUB DIVISON SILLOD
08023617 | DLMS-Genus | 065 | TCPIP_DLMS | GSM | Feeder | 7234 | 207 | 11KV GAVHALI | 044073 | 33 KV BHAVAN
X1093004 | DLMS-Secure | 055 | TCPIP_DLMS | GSM | Feeder | 7234 | 209 | 11 KV WADOD GAVTHAN FEEDER | 044030 | 33 KV BHARADI
X1082324 | DLMS-Secure | 055 | TCPIP_DLMS | GSM | Feeder | 7234 | 204 | 11 KV PIROLA | 044030 | 33 KV BHARADI
X0402450 | DLMS-Secure | 055 | TCPIP_DLMS | GSM | Feeder | 7234 | 201 | 11 KV DHAWDA | 044081 | 33 KV AMTHANA
X0402451 | DLMS-Secure | 055 | TCPIP_DLMS | GSM | Feeder | 7234 | 203 | 11 KV AMTHANA | 044081 | 33 KV AMTHANA
15443315 | DLMS-LnT | 053 | TCPIP_DLMS | GSM | Feeder | 7234 | 204 | 11 KV SHINDEPHAL | 044016 | 33 KV DEOLGAON BAZAR
15443357 | DLMS-LnT | 053 | TCPIP_DLMS | GSM | Feeder | 7234 | 202 | 11 Kv Kotnandra | 044016 | 33 KV DEOLGAON BAZAR
15443314 | DLMS-LnT | 053 | TCPIP_DLMS | GSM | Feeder | 7234 | 201 | 11 KV DEULGAON(BZ) | 044016 | 33 KV DEOLGAON BAZAR
15443193 | DLMS-LnT | 053 | TCPIP_DLMS | GSM | Feeder | 7234 | 205 | 11 KV CHARNER | 044016 | 33 KV DEOLGAON BAZAR
15443317 | DLMS-LnT | 053 | TCPIP_DLMS | GSM | Feeder | 7234 | 203 | 11 KV GHATNANDRA | 044016 | 33 KV DEOLGAON BAZAR
12627413 | DLMS-LnT | 053 | TCPIP_DLMS | GSM | Feeder | 7234 | 200 | 11 KV NARMADA EXPRESS FEEDER | 044016 | 33 KV DEOLGAON BAZAR
00310727 | DLMS-HPL | 076 | TCPIP_DLMS | GSM | Feeder | 7234 | 205 | KELGAON MURDESHWAR | 044081 | 33 KV AMTHANA
XB489374 | DLMS-Secure | 055 | TCPIP_DLMS | GSM | Feeder | 7234 | 203 | 11KV KHATKHEDA | 044108 | 33/11Kv Borgaon Bazar
17271610 | DLMS-LnT | 053 | TCPIP_DLMS | GSM | Feeder | 7234 | 201 | 11 KV DHANORA | 044030 | 33 KV BHARADI
18206107 | DLMS-LnT | 053 | TCPIP_DLMS | GSM | Feeder | 2739 | 201 | HIWRA | 013440 | Keligavan
MSB09704 | Secure | 055 | TCPIP_Secure | GSM | Feeder | 2739 | 205 | ROSHANGAON | 013405 | 33KV BADNAPUR
00309808 | HPL | 076 | TCPIP_HSPL | GSM | Feeder | 2739 | 201 | NANEGAON-AG | 013438 | 33KV NANEGAON
15094022 | LnT | 053 | TCPIP_LnT_9600 | GSM | Feeder | 2739 | 203 | KELIGAVAN | 013440 | Keligavan
00309807 | HPL | 076 | TCPIP_HSPL | GSM | Feeder | 2739 | 202 | NANEGAON (G) | 013438 | 33KV NANEGAON
15086526 | LnT | 053 | TCPIP_LnT_9600 | GSM | Feeder | 2739 | 202 | NAJIK PANGRI | 013440 | Keligavan
X1389772 | Secure | 055 | TCPIP_Secure | GSM | Feeder | 2739 | 202 | 11KV INDUSTRIAL EXPRESS FEEDER | 134201 | 33/11 KV SOMATHANA SS
X1603000 | Secure | 055 | TCPIP_Secure | GSM | Feeder | 2739 | 201 | 11KV DUDHANWADI FEEDER | 134201 | 33/11 KV SOMATHANA SS
00567357 | DLMS-HPL | 076 | TCPIP_DLMS | GSM | Feeder | 2739 | 203 | BAJARANG CRUSHER FEEDER | 013441 | 33 KV SHELGAON
00567343 | HPL | 076 | TCPIP_HSPL | GSM | Feeder | 2739 | 202 | RAJEWADI | 013441 | 33 KV SHELGAON
X0400830 | DLMS-Secure | 055 | TCPIP_DLMS | GSM | Feeder | 2739 | 201 | ILHADI | 013430 | 33KV DABHADI
MSB09744 | Secure | 055 | TCPIP_Secure | GSM | Feeder | 2739 | 207 | WARUDI | 013405 | 33KV BADNAPUR
XE482441 | Secure | 055 | TCPIP_Secure | GSM | Feeder | 2739 | 203 | 11KV GEORAI BAJAR | 134201 | 33/11 KV SOMATHANA SS
MSB09702 | Secure | 055 | TCPIP_Secure | GSM | Feeder | 2739 | 201 | TOWN | 013405 | 33KV BADNAPUR
00309803 | DLMS-HPL | 076 | TCPIP_DLMS | GSM | Feeder | 2739 | 202 | KHADAKWADI | 013445 | 33 KV KANDARI
05262270 | Elster | 057 | TCPIP_Elster_RS232 | GSM | Feeder | 2739 | 201 | KANDARI | 013445 | 33 KV KANDARI
X1957833 | DLMS-Secure | 055 | TCPIP_DLMS | GSM | Feeder | 2739 | 203 | WALHA | 013445 | 33 KV KANDARI
X1098006 | DLMS-Secure | 055 | TCPIP_DLMS | GSM | Feeder | 2739 | 201 | SHELGAON | 013441 | 33 KV SHELGAON
MSB09716 | Secure | 055 | TCPIP_Secure | GSM | Feeder | 2739 | 204 | KUSALI | 013405 | 33KV BADNAPUR
00310919 | DLMS-HPL | 076 | TCPIP_DLMS | GSM | Feeder | 2739 | 202 | CHIKHALI | 013430 | 33KV DABHADI
17271494 | DLMS-LnT | 053 | TCPIP_DLMS | GSM | Feeder | 2739 | 204 | UJJAINPURI FEEDER | 013445 | 33 KV KANDARI
X0789959 | Secure | 055 | TCPIP_Secure | GSM | Feeder | 2739 | 208 | WALHA GAOTHAN | 013445 | 33 KV KANDARI
XE419457 | Secure | 055 | TCPIP_Secure | GSM | Feeder | 2739 | 205 | KANDHARI GAOTHAN | 013445 | 33 KV KANDARI
XE419444 | Secure | 055 | TCPIP_Secure | GSM | Feeder | 2739 | 209 | UJJAINPURI GAOTHAN | 013445 | 33 KV KANDARI
08027016 | Genus | 065 | TCPIP_Genus | GSM | Feeder | 2739 | 203 | SAIGAON | 013438 | 33KV NANEGAON
X0401802 | DLMS-Secure | 055 | TCPIP_DLMS | GSM | Feeder | 2739 | 209 | BAGADIYA | 013405 | 33KV BADNAPUR
XE419514 | DLMS-Secure | 055 | TCPIP_DLMS | GSM | Feeder | 2739 | 207 | 11KV JAVASGAON G FEEDER | 013441 | 33 KV SHELGAON
X0789977 | DLMS-Secure | 055 | TCPIP_DLMS | GSM | Feeder | 2739 | 209 | 11 KV RAJEWADI FEEDER | 013441 | 33 KV SHELGAON
MSB09708 | Secure | 055 | TCPIP_Secure | GSM | Feeder | 2739 | 203 | AMBADGAON-AG | 013405 | 33KV BADNAPUR
00309801 | HPL | 076 | TCPIP_HSPL | GSM | Feeder | 2739 | 206 | SAGARWADI | 013445 | 33 KV KANDARI
18206106 | DLMS-LnT | 053 | TCPIP_DLMS | GSM | Feeder | 2763 | 202 | PIMPALGAON BARAV | 134060 | NALNI
18206104 | DLMS-LnT | 053 | TCPIP_DLMS | GSM | Feeder | 2763 | 205 | KEDARKHEDA G | 134035 | 33 KV KEDERKHEDA S/S
18206110 | DLMS-LnT | 053 | TCPIP_DLMS | GSM | Feeder | 2763 | 202 | CHANDAI TH | 134006 | 33/11 KV RAJUR S/STN
00310073 | DLMS-HPL | 076 | TCPIP_DLMS | GSM | Feeder | 2763 | 202 | JALGAON SAPKAL | 134008 | ANWA 33 KV S/S
00309396 | DLMS-HPL | 076 | TCPIP_DLMS | GSM | Feeder | 2763 | 201 | TADEGAON | 134002 | BHOKARADAN 33 KV
12629042 | DLMS-LnT | 053 | TCPIP_DLMS | GSM | Feeder | 2763 | 203 | BORGAON | 134015 | HASNABAD
12629048 | DLMS-LnT | 053 | TCPIP_DLMS | GSM | Feeder | 2763 | 204 | KALYANI | 134008 | ANWA 33 KV S/S
12629051 | DLMS-LnT | 053 | TCPIP_DLMS | GSM | Feeder | 2763 | 203 | BHORKHEDA FEEDER | 134018 | DHAWDA
MSB03178 | Secure | 055 | TCPIP_Secure | GSM | Feeder | 2763 | 203 | IBRAHIMPUR | 134065 | MALKHEDA
11439691 | LnT | 053 | TCPIP_LnT_9600 | GSM | Feeder | 2763 | 206 | RAJALA | 134015 | HASNABAD
00567375 | DLMS-HPL | 076 | TCPIP_DLMS | GSM | Feeder | 2763 | 205 | HISODA BK | 134008 | ANWA 33 KV S/S
00567336 | DLMS-HPL | 076 | TCPIP_DLMS | GSM | Feeder | 2763 | 202 | BHOKARDAN TOWN | 134002 | BHOKARADAN 33 KV
X0400807 | Secure | 055 | TCPIP_DLMS | GSM | Feeder | 2763 | 206 | CHANDAI EKKO | 134006 | 33/11 KV RAJUR S/STN
17271490 | DLMS-LnT | 053 | TCPIP_DLMS | GSM | Feeder | 2763 | 205 | DANAPUR GFSS | 134044 | DANAPUR 33 KV S/S
XE419510 | Secure | 055 | TCPIP_Secure | GSM | Feeder | 2763 | 210 | 11KV PARADH AG | 134029 | PIMPALGAON (R) 33 KV
X0398517 | DLMS-Secure | 055 | TCPIP_DLMS | GSM | Feeder | 2763 | 201 | AVANA | 134065 | MALKHEDA
X0402679 | DLMS-Secure | 055 | TCPIP_DLMS | GSM | Feeder | 2763 | 204 | MOHLAI AG | 134029 | PIMPALGAON (R) 33 KV
X0400801 | DLMS-Secure | 055 | NON_AMR_MODEM | GSM | Feeder | 2763 | 202 | RIDHORA | 134064 | 33 KV PIMPALGAON KO
X0400804 | DLMS-Secure | 055 | NON_AMR_MODEM | GSM | Feeder | 2763 | 206 | GINNING EXPRESS | 134008 | ANWA 33 KV S/S
X0400808 | Secure | 055 | NON_AMR_MODEM | GSM | Feeder | 2763 | 201 | ANWA | 134008 | ANWA 33 KV S/S
18206112 | DLMS-LnT | 053 | NON_AMR_MODEM | GSM | Feeder | 2763 | 203 | VAZIRKHEDA | 134064 | 33 KV PIMPALGAON KO
MSB08989 | Secure | 055 | TCPIP_Secure | GSM | Feeder | 2763 | 201 | NALNI | 134060 | NALNI
00309286 | DLMS-HPL | 076 | TCPIP_DLMS | GSM | Feeder | 2763 | 202 | KATHORA BAZAR GFSS | 134044 | DANAPUR 33 KV S/S
00309287 | DLMS-HPL | 076 | TCPIP_DLMS | GSM | Feeder | 2763 | 203 | DAGADWADI AG | 134044 | DANAPUR 33 KV S/S
12629043 | DLMS-LnT | 053 | TCPIP_DLMS | GSM | Feeder | 2763 | 204 | DEOLGAON TAD G | 134035 | 33 KV KEDERKHEDA S/S
09137434 | LnT | 053 | TCPIP_LnT_9600 | GSM | Feeder | 2763 | 201 | HASNABAD | 134015 | HASNABAD
00309367 | DLMS-HPL | 076 | TCPIP_DLMS | GSM | Feeder | 2763 | 203 | SIPORA BZ | 134002 | BHOKARADAN 33 KV
XC447218 | Secure | 055 | TCPIP_Secure | GSM | Feeder | 2763 | 206 | 11KV LIHA SHELUD GAOTHAN | 134029 | PIMPALGAON (R) 33 KV
XD452932 | Secure | 055 | TCPIP_Secure | GSM | Feeder | 2763 | 209 | 11 KV PARDH KH/BK GAOTHAN | 134029 | PIMPALGAON (R) 33 KV
XD453926 | Secure | 055 | TCPIP_Secure | GSM | Feeder | 2763 | 213 | 11KV PIMPALGAON GAOTHAN | 134029 | PIMPALGAON (R) 33 KV
XD453331 | Secure | 055 | TCPIP_Secure | GSM | Feeder | 2763 | 202 | 11 KV MIDC | 134198 | 33/11 KV JHOMALA SSTN
XD448321 | Secure | 055 | TCPIP_Secure | GSM | Feeder | 2763 | 203 | 11 KV POLICE COLONY | 134198 | 33/11 KV JHOMALA SSTN
XD453327 | Secure | 055 | TCPIP_Secure | GSM | Feeder | 2763 | 204 | 11 KV BALAJI NAGAR | 134198 | 33/11 KV JHOMALA SSTN
XD452931 | Secure | 055 | TCPIP_Secure | GSM | Feeder | 2763 | 212 | 11KV LIHA AG | 134029 | PIMPALGAON (R) 33 KV
X1294742 | Secure | 055 | TCPIP_Secure | GSM | Feeder | 2763 | 201 | 11 KV JHOMALA GAOTHAN | 134198 | 33/11 KV JHOMALA SSTN
18206113 | DLMS-LnT | 053 | NON_AMR_MODEM | GSM | Feeder | 2763 | 201 | PIMPALGAON KO | 134064 | 33 KV PIMPALGAON KO
X0400806 | Secure | 055 | TCPIP_DLMS | GSM | Feeder | 2763 | 205 | TAPOWAN | 134006 | 33/11 KV RAJUR S/STN
X0398514 | DLMS-Secure | 055 | TCPIP_DLMS | GSM | Feeder | 2763 | 203 | KHAPERKHEDA | 134060 | NALNI
17271498 | DLMS-LnT | 053 | TCPIP_DLMS | GSM | Feeder | 2763 | 207 | AT&T TOWER | 134006 | 33/11 KV RAJUR S/STN
17271487 | DLMS-LnT | 053 | TCPIP_DLMS | GSM | Feeder | 2763 | 203 | RAJUR TOWN | 134006 | 33/11 KV RAJUR S/STN
X0402680 | DLMS-Secure | 055 | TCPIP_DLMS | GSM | Feeder | 2763 | 201 | KHAMKHEDA | 134006 | 33/11 KV RAJUR S/STN
X1093513 | DLMS-Secure | 055 | TCPIP_DLMS | GSM | Feeder | 2763 | 204 | MALKAPUR | 134002 | BHOKARADAN 33 KV
05100192 | Elster | 057 | TCPIP_Elster_RS232 | GSM | Feeder | 2763 | 202 | LATIFPUR | 134015 | HASNABAD
05100159 | Elster | 057 | TCPIP_Elster_RS232 | GSM | Feeder | 2763 | 201 | RELGAON GAOTHAN | 134029 | PIMPALGAON (R) 33 KV
09206173 | LnT | 053 | TCPIP_LnT_9600 | GSM | Feeder | 2763 | 205 | KHADKI | 134015 | HASNABAD
17271492 | DLMS-LnT | 053 | TCPIP_DLMS | GSM | Feeder | 2763 | 204 | NIMGAON | 134015 | HASNABAD
18206105 | DLMS-LnT | 053 | TCPIP_DLMS | GSM | Feeder | 2763 | 203 | KEDARKHEDA AG 2 | 134035 | 33 KV KEDERKHEDA S/S
MSB02337 | Secure | 055 | TCPIP_Secure | GSM | Feeder | 5681 | 206 | DAWARGAON | 134021 | 33KV TEMBHURNI
MSB08997 | Secure | 055 | TCPIP_Secure | GSM | Feeder | 5681 | 204 | BHATODI FEEDER | 134021 | 33KV TEMBHURNI
MSB09001 | Secure | 055 | TCPIP_Secure | GSM | Feeder | 5681 | 202 | AKOLADEO | 134021 | 33KV TEMBHURNI
MSB08984 | Secure | 055 | TCPIP_Secure | GSM | Feeder | 5681 | 203 | PAPAL | 134021 | 33KV TEMBHURNI
MSE76216 | Secure | 055 | TCPIP_Secure | GSM | Feeder | 5681 | 201 | SAWARGAON AG | 134042 | HIVRAKABLI
MSB03128 | Secure | 055 | TCPIP_Secure | GSM | Feeder | 5681 | 203 | HIWRA KABLI - AG | 134042 | HIVRAKABLI
MSP12719 | Secure | 055 | TCPIP_Secure | GSM | Feeder | 5681 | 204 | 11KV MHASARUL FEEDER | 134032 | MAHORA 33/11 KV SUBSTATION
18206111 | DLMS-LnT | 053 | TCPIP_DLMS | GSM | Feeder | 5681 | 206 | BHARADKHEDA FEEDER | 134022 | WARUD 33/11 KV S.S
X0402662 | DLMS-Secure | 055 | TCPIP_DLMS | GSM | Feeder | 5681 | 203 | NIVDUNGA - AG | 134047 | 33 KV DONGAON
X0402663 | DLMS-Secure | 055 | TCPIP_DLMS | GSM | Feeder | 5681 | 202 | ASARKHEDA - AG | 134047 | 33 KV DONGAON
X0402664 | DLMS-Secure | 055 | TCPIP_DLMS | GSM | Feeder | 5681 | 201 | POKHRI - AG | 134047 | 33 KV DONGAON
X0400832 | DLMS-Secure | 055 | TCPIP_DLMS | GSM | Feeder | 5681 | 203 | 11 KV WADALA FEEDER | 134032 | MAHORA 33/11 KV SUBSTATION
XE419513 | DLMS-Secure | 055 | TCPIP_DLMS | GSM | Feeder | 5681 | 208 | WARUD GAOTHAN | 134022 | WARUD 33/11 KV S.S
X0789958 | DLMS-Secure | 055 | TCPIP_DLMS | GSM | Feeder | 5681 | 210 | 11 KV KOLEGAON GAOTHAN | 134022 | WARUD 33/11 KV S.S
X1431409 | DLMS-Secure | 055 | TCPIP_DLMS | GSM | Feeder | 5681 | 211 | 11 KV BALAJI STONE CRUSHER | 134022 | WARUD 33/11 KV S.S
07427979 | LnT | 053 | TCPIP_LNT | GSM | Feeder | 5681 | 202 | ADHA | 134022 | WARUD 33/11 KV S.S
15017531 | LnT | 053 | TCPIP_LnT_9600 | GSM | Feeder | 5681 | 208 | KALEGAON AG | 134042 | HIVRAKABLI
15017613 | LnT | 053 | TCPIP_LnT_9600 | GSM | Feeder | 5681 | 207 | BRAHMAPURI AG | 134042 | HIVRAKABLI
05262109 | Elster | 057 | TCPIP_Elster_RS232 | GSM | Feeder | 5681 | 204 | KOLEGAON | 134022 | WARUD 33/11 KV S.S
05262288 | Elster | 057 | TCPIP_Elster_RS232 | GSM | Feeder | 5681 | 205 | KONAD | 134022 | WARUD 33/11 KV S.S
MSB11347 | Secure | 055 | TCPIP_Secure | GSM | Feeder | 5681 | 201 | BORAGAON MATH | 134067 | BORGAON (M) 33 KV S/S
TN900677 | Secure | 055 | TCPIP_Secure | GSM | Feeder | 5681 | 204 | NIVADUNGA GAOTHAN | 134047 | 33 KV DONGAON
05100182 | Elster | 057 | TCPIP_Elster_RS232 | GSM | Feeder | 5681 | 203 | WANKHEDA | 134022 | WARUD 33/11 KV S.S
MSB09019 | Secure | 055 | TCPIP_Secure | GSM | Feeder | 5681 | 201 | TEMBHURNI | 134021 | 33KV TEMBHURNI
00310071 | DLMS-HPL | 076 | TCPIP_DLMS | GSM | Feeder | 5681 | 201 | WARUD AG | 134022 | WARUD 33/11 KV S.S
11439724 | LnT | 053 | TCPIP_LnT_9600 | GSM | Feeder | 5681 | 203 | KHASAGAON | 134067 | BORGAON (M) 33 KV S/S
MSB09010 | Secure | 055 | TCPIP_Secure | GSM | Feeder | 5681 | 204 | ASAI | 134001 | 33KV JAFRABAD
MSB09006 | Secure | 055 | TCPIP_Secure | GSM | Feeder | 5681 | 201 | 11 KV PIMPALGAON KAD FEEDER | 134032 | MAHORA 33/11 KV SUBSTATION
00309712 | DLMS-HPL | 076 | TCPIP_DLMS | GSM | Feeder | 5681 | 202 | 11 KV MAHORA FEEDER | 134032 | MAHORA 33/11 KV SUBSTATION
MSB09750 | Secure | 055 | TCPIP_Secure | GSM | Feeder | 5681 | 202 | PASODI | 134067 | BORGAON (M) 33 KV S/S
MSB09004 | Secure | 055 | TCPIP_Secure | GSM | Feeder | 5681 | 206 | JAFRABAD | 134001 | 33KV JAFRABAD
MSB09013 | Secure | 055 | TCPIP_Secure | GSM | Feeder | 5681 | 203 | BHARAJ | 134001 | 33KV JAFRABAD
TN900675 | Secure | 055 | TCPIP_Secure | GSM | Feeder | 5681 | 206 | ASARKHEDA GAOTHAN | 134047 | 33 KV DONGAON
TN900689 | Secure | 055 | TCPIP_Secure | GSM | Feeder | 5681 | 205 | POKHARI GAOTHAN | 134047 | 33 KV DONGAON
00467291 | DLMS-HPL | 076 | TCPIP_DLMS | GSM | Feeder | 2712 | 210 | 11 KV TV CENTRE NEW | 134028 | 488-SUB STATION
17270399 | DLMS-LnT | 053 | TCPIP_DLMS | GSM | Feeder | 2712 | 207 | RURAL INDUSTRIAL | 137001 | KANHAIYANAGAR 132KV JALNA
12484641 | LnT | 053 | TCPIP_LnT_9600 | GSM | Feeder | 2712 | 201 | 11 KV SARSWATI FEEDER | 134036 | 33/11 KV Rohanwadi Substaion
12484636 | LnT | 053 | TCPIP_LnT_9600 | GSM | Feeder | 2712 | 202 | 11 KV DUKHI NAGAR | 134045 | 33/11 KV MOTIBAG SUBSTAION
11115395 | LnT | 053 | TCPIP_LnT_9600 | GSM | Feeder | 2712 | 209 | 11 KV SAMBHAJI NAGAR8 | 134034 | MASTGAD 33/11 KV
12484397 | LnT | 053 | TCPIP_LnT_9600 | GSM | Feeder | 2712 | 202 | 11KV CHANDANZIRA | 134041 | 33/11 KV MIDC Substaion
MAB02067 | Secure | 055 | TCPIP_Secure | GSM | Feeder | 2712 | 411 | ASTALAXMI | 138006 | MIDC 220KV SUB-STATION
12484540 | LnT | 053 | TCPIP_LnT_9600 | GSM | Feeder | 2712 | 201 | 11 KV SALASAR FEEDER | 134041 | 33/11 KV MIDC Substaion
MSB08319 | Secure | 055 | TCPIP_Secure | GSM | Feeder | 2712 | 205 | JINDAL COMPLEX INDUSTRIAL | 134034 | MASTGAD 33/11 KV
00309362 | DLMS-HPL | 076 | TCPIP_DLMS | GSM | Feeder | 2712 | 206 | COLLECTOR OFFICE (EXP) | 134028 | 488-SUB STATION
17270396 | DLMS-LnT | 053 | TCPIP_DLMS | GSM | Feeder | 2712 | 409 | 33 KV GEETAI | 138006 | MIDC 220KV SUB-STATION
X0398519 | DLMS-Secure | 055 | TCPIP_DLMS | GSM | Feeder | 2712 | 209 | 11 KV SAMRTH NAGAR FEEDER | 134028 | 488-SUB STATION
X0398518 | DLMS-Secure | 055 | TCPIP_DLMS | GSM | Feeder | 2712 | 202 | MEDICAL COMPLEX | 134028 | 488-SUB STATION
X0398520 | DLMS-Secure | 055 | TCPIP_DLMS | GSM | Feeder | 2712 | 203 | SATELLITE | 134028 | 488-SUB STATION
17270403 | DLMS-LnT | 053 | TCPIP_DLMS | GSM | Feeder | 2712 | 408 | LAXMI COTSPIN | 137003 | MIDC 132KV SUB-STATION
17270398 | DLMS-LnT | 053 | TCPIP_DLMS | GSM | Feeder | 2712 | 201 | GOVT POLYTECH | 137003 | MIDC 132KV SUB-STATION
X0399643 | DLMS-Secure | 055 | TCPIP_DLMS | GSM | Feeder | 2712 | 404 | 33KV (METAROL) RAJURI FEEDER | 138006 | MIDC 220KV SUB-STATION
12484371 | LnT | 053 | TCPIP_LnT_9600 | GSM | Feeder | 2712 | 203 | BHARAMAPURI | 134036 | 33/11 KV Rohanwadi Substaion
11115401 | LnT | 053 | TCPIP_LnT_9600 | GSM | Feeder | 2712 | 203 | KADRABAD | 134034 | MASTGAD 33/11 KV
12484388 | LnT | 053 | TCPIP_LnT_9600 | GSM | Feeder | 2712 | 201 | 11 KV GOKULNAGARI FEEDER | 134045 | 33/11 KV MOTIBAG SUBSTAION
05266003 | Elster | 057 | TCPIP_Elster_RS232 | GSM | Feeder | 2712 | 213 | 11 KV YOGESH NAGAR | 134028 | 488-SUB STATION
05266031 | Elster | 057 | TCPIP_Elster_RS232 | GSM | Feeder | 2712 | 204 | INDEWADI | 134028 | 488-SUB STATION
03016701 | Genus | 065 | TCPIP_Genus | GSM | Feeder | 2712 | 204 | TOWN-3 | 137001 | KANHAIYANAGAR 132KV JALNA
03016556 | Genus | 065 | TCPIP_Genus | GSM | Feeder | 2712 | 207 | SURENDRA FEEDER | 137003 | MIDC 132KV SUB-STATION
03016700 | Genus | 065 | TCPIP_Genus | GSM | Feeder | 2712 | 201 | TOWN-4 | 137001 | KANHAIYANAGAR 132KV JALNA
03016557 | Genus | 065 | TCPIP_Genus | GSM | Feeder | 2712 | 402 | REGENT 33KV EXPRESS FEEDER | 137003 | MIDC 132KV SUB-STATION
03016555 | Genus | 065 | TCPIP_Genus | GSM | Feeder | 2712 | 209 | PARVATI NON EXPRESS | 137003 | MIDC 132KV SUB-STATION
03016567 | Genus | 065 | TCPIP_Genus | GSM | Feeder | 2712 | 205 | TOWN-2 | 137001 | KANHAIYANAGAR 132KV JALNA
03016566 | Genus | 065 | TCPIP_Genus | GSM | Feeder | 2712 | 202 | TOWN I | 137001 | KANHAIYANAGAR 132KV JALNA
03016568 | Genus | 065 | TCPIP_Genus | GSM | Feeder | 2712 | 206 | INDUSTRIAL | 137001 | KANHAIYANAGAR 132KV JALNA
12484691 | LnT | 053 | TCPIP_LnT_9600 | GSM | Feeder | 2712 | 201 | 11KV INDUSTRIAL, POLE FACTORY | 134030 | Pole Factory Sub-station
11131204 | LnT | 053 | TCPIP_LnT_9600 | GSM | Feeder | 2712 | 204 | 11 KV EXP PARIVARTAN FEEDER | 134036 | 33/11 KV Rohanwadi Substaion
17271502 | DLMS-LnT | 053 | TCPIP_DLMS | GSM | Feeder | 2712 | 204 | 11KV PWW FEEDER | 134034 | MASTGAD 33/11 KV
17271501 | DLMS-LnT | 053 | TCPIP_DLMS | GSM | Feeder | 2712 | 202 | BUS STAND | 134034 | MASTGAD 33/11 KV
17271500 | DLMS-LnT | 053 | TCPIP_DLMS | GSM | Feeder | 2712 | 201 | RLY STN | 134034 | MASTGAD 33/11 KV
11533122 | LnT | 053 | TCPIP_LnT_9600 | GSM | Feeder | 2712 | 202 | 11 KV BHOLESHWAR FEEDER | 134036 | 33/11 KV Rohanwadi Substaion
X0402660 | DLMS-Secure | 055 | TCPIP_DLMS | GSM | Feeder | 2721 | 206 | GADE SAWARGAON | 134037 | HISWAN
MSB11340 | Secure | 055 | TCPIP_Secure | GSM | Feeder | 2721 | 201 | MANEGAON | 134062 | MANEGAON
MSB11346 | Secure | 055 | TCPIP_Secure | GSM | Feeder | 2721 | 203 | SAWANGI FEEDER | 134062 | MANEGAON
00309308 | DLMS-HPL | 076 | TCPIP_DLMS | GSM | Feeder | 2721 | 202 | HIVRAROSHANGAON-AG | 134033 | 33KV HIWRA ROSHANGAON
MSB08986 | Secure | 055 | TCPIP_Secure | GSM | Feeder | 2721 | 203 | DAMBRI | 134059 | DAMBRI
MSB09021 | Secure | 055 | TCPIP_Secure | GSM | Feeder | 2721 | 202 | PIMPALGAON | 134059 | DAMBRI
MSB03181 | Secure | 055 | TCPIP_Secure | GSM | Feeder | 2721 | 201 | NER | 134007 | NER 33/11 KV SUB-STATION
XE419456 | Secure | 055 | TCPIP_Secure | GSM | Feeder | 2721 | 207 | 11 KV GAWALI POKHARI GFSS | 134043 | DHARKALYAN
15017537 | LnT | 053 | TCPIP_LnT_9600 | GSM | Feeder | 2721 | 202 | WADIWADI AG | 134089 | Bhatepuri
00309303 | DLMS-HPL | 076 | TCPIP_DLMS | GSM | Feeder | 2721 | 201 | DHAWEDI - AG | 134040 | 33KV GONDEGAON
00309302 | DLMS-HPL | 076 | TCPIP_DLMS | GSM | Feeder | 2721 | 202 | WANJAR UMRAD | 134040 | 33KV GONDEGAON
MSB11343 | Secure | 055 | TCPIP_Secure | GSM | Feeder | 2721 | 206 | RAMNAGAR GAOTHAN | 134019 | RAMNAGAR 33/11 KV S/S
MSB03182 | Secure | 055 | TCPIP_Secure | GSM | Feeder | 2721 | 205 | SHEVGA | 134007 | NER 33/11 KV SUB-STATION
MSP12721 | Secure | 055 | TCPIP_Secure | GSM | Feeder | 2721 | 202 | SHIVNI | 134007 | NER 33/11 KV SUB-STATION
00309400 | DLMS-HPL | 076 | TCPIP_DLMS | GSM | Feeder | 2721 | 203 | MANDEULGAON GAOTHAN | 134046 | BAWANE PANGRI 33/11 KV S/S
XD413123 | Secure | 055 | TCPIP_Secure | GSM | Feeder | 2721 | 201 | 11 KV NAGEWADI MIDC | 134094 | 33/ 11 KV NAGEWADI
XD413101 | Secure | 055 | TCPIP_Secure | GSM | Feeder | 2721 | 203 | 11 KV DRYPORT | 134094 | 33/ 11 KV NAGEWADI
XD413083 | Secure | 055 | TCPIP_Secure | GSM | Feeder | 2721 | 202 | 11 KV PHASE 3 | 134094 | 33/ 11 KV NAGEWADI
00309366 | DLMS-HPL | 076 | NON_AMR_MODEM | GSM | Feeder | 2721 | 203 | KARKHANA AG | 134019 | RAMNAGAR 33/11 KV S/S
18206108 | DLMS-LnT | 053 | NON_AMR_MODEM | GSM | Feeder | 2721 | 206 | KAJALA GFS | 134025 | GOLAPANGRI
MSB11345 | Secure | 055 | TCPIP_Secure | GSM | Feeder | 2721 | 202 | PAREGAON | 134062 | MANEGAON
15010338 | LnT | 053 | TCPIP_LnT_9600 | GSM | Feeder | 2721 | 203 | BHATEPURI AG | 134089 | Bhatepuri
X0400803 | DLMS-Secure | 055 | TCPIP_DLMS | GSM | Feeder | 2721 | 205 | BHATEPURI GAOTHAN | 134019 | RAMNAGAR 33/11 KV S/S
X0398511 | DLMS-Secure | 055 | TCPIP_DLMS | GSM | Feeder | 2721 | 201 | KADVANCHI | 134043 | DHARKALYAN
X0398513 | DLMS-Secure | 055 | TCPIP_DLMS | GSM | Feeder | 2721 | 203 | BORKHEDI | 134043 | DHARKALYAN
X0398512 | DLMS-Secure | 055 | TCPIP_DLMS | GSM | Feeder | 2721 | 202 | NAVHA | 134043 | DHARKALYAN
XC447184 | DLMS-Secure | 055 | TCPIP_DLMS | GSM | Feeder | 2721 | 203 | INDUSTRIAL (RAMMURTI) | 134090 | 33/11 KV RAMMURTI
XC447147 | Secure | 055 | TCPIP_Secure | GSM | Feeder | 2721 | 201 | CHAUDHARI NAGAR | 134090 | 33/11 KV RAMMURTI
XC447172 | Secure | 055 | TCPIP_Secure | GSM | Feeder | 2721 | 202 | RAMMURTI | 134090 | 33/11 KV RAMMURTI
X0402681 | DLMS-Secure | 055 | TCPIP_DLMS | GSM | Feeder | 2721 | 207 | BAJIUMRAD | 134019 | RAMNAGAR 33/11 KV S/S
08027008 | DLMS-Genus | 065 | TCPIP_DLMS | GSM | Feeder | 2721 | 205 | GAWALI POKHARI | 134043 | DHARKALYAN
X0402676 | DLMS-Secure | 055 | TCPIP_DLMS | GSM | Feeder | 2721 | 204 | KOTHARI INDUSTRIAL | 134043 | DHARKALYAN
X0333332 | Secure | 055 | TCPIP_Secure | GSM | Feeder | 2721 | 208 | 11 KV PIRKALYAN GFSS | 134043 | DHARKALYAN
X0400810 | DLMS-Secure | 055 | TCPIP_DLMS | GSM | Feeder | 2721 | 203 | WAGHRUL (J) | 134040 | 33KV GONDEGAON
MSB08996 | Secure | 055 | TCPIP_Secure | GSM | Feeder | 2721 | 201 | VIREGAON | 134059 | DAMBRI
00309395 | DLMS-HPL | 076 | TCPIP_DLMS | GSM | Feeder | 2721 | 202 | SEOLI | 134014 | SEOLI 33/11 KV S/S
11439699 | LnT | 053 | TCPIP_LnT_9600 | GSM | Feeder | 2721 | 204 | BAPKAL AG | 134033 | 33KV HIWRA ROSHANGAON
00309307 | DLMS-HPL | 076 | TCPIP_DLMS | GSM | Feeder | 2721 | 206 | SOLGAVAN AG | 134033 | 33KV HIWRA ROSHANGAON
11439735 | LnT | 053 | TCPIP_LnT_9600 | GSM | Feeder | 2721 | 205 | PIMPRI GAOTHAN | 134033 | 33KV HIWRA ROSHANGAON
X1093540 | DLMS-Secure | 055 | TCPIP_DLMS | GSM | Feeder | 2721 | 203 | TAKARWAN | 134007 | NER 33/11 KV SUB-STATION
00309783 | DLMS-HPL | 076 | TCPIP_DLMS | GSM | Feeder | 2747 | 206 | SHAHAPUR GAOTHAN | 134011 | WADIGODRI
XD452935 | Secure | 055 | TCPIP_Secure | GSM | Feeder | 2747 | 206 | 11KV PANGARKHEDA GAOTHAN | 134048 | TADHADGAON
XB434010 | DLMS-Secure | 055 | TCPIP_DLMS | GSM | Feeder | 2747 | 210 | P.SIRASGAON (AG) | 134011 | WADIGODRI
XB434027 | DLMS-Secure | 055 | TCPIP_DLMS | GSM | Feeder | 2747 | 212 | BARASWDA (G) | 134011 | WADIGODRI
XB434005 | DLMS-Secure | 055 | TCPIP_DLMS | GSM | Feeder | 2747 | 211 | BARASWADA (AG) | 134011 | WADIGODRI
17271507 | DLMS-LnT | 053 | TCPIP_DLMS | GSM | Feeder | 2747 | 201 | KARANJALA AG | 134054 | EKLAHARA
17271517 | DLMS-LnT | 053 | TCPIP_DLMS | GSM | Feeder | 2747 | 202 | BHARDI AG | 134054 | EKLAHARA
17271515 | DLMS-LnT | 053 | TCPIP_DLMS | GSM | Feeder | 2747 | 203 | EKLAHARA AG. | 134054 | EKLAHARA
17271516 | DLMS-LnT | 053 | TCPIP_DLMS | GSM | Feeder | 2747 | 204 | EAKLAHARA GACTHAN | 134054 | EKLAHARA
00309786 | DLMS-HPL | 076 | TCPIP_DLMS | GSM | Feeder | 2747 | 209 | 11KV SOMANI INDUSTRIAL FEEDER | 134003 | AMBAD
00310915 | DLMS-HPL | 076 | NON_AMR_MODEM | GSM | Feeder | 2747 | 201 | TAKA AG | 134011 | WADIGODRI
12627492 | DLMS-LnT | 053 | NON_AMR_MODEM | GSM | Feeder | 2747 | 209 | S.PIMPALGAON AG 2 | 134049 | SHAHAGAD
00310361 | DLMS-HPL | 076 | TCPIP_Secure | GSM | Feeder | 2747 | 204 | DATA AGRO EXPRESS | 134055 | SHEVGA
MSU10731 | Secure | 055 | TCPIP_Secure | GSM | Feeder | 2747 | 204 | GINING | 134049 | SHAHAGAD
11439697 | LnT | 053 | TCPIP_LnT_9600 | GSM | Feeder | 2747 | 201 | CHINCHKHED AG | 134039 | CHINCHKHED
18206131 | DLMS-LnT | 053 | TCPIP_DLMS | GSM | Feeder | 2747 | 202 | PATHARWALA - AG | 134049 | SHAHAGAD
XC439859 | DLMS-Secure | 055 | TCPIP_DLMS | GSM | Feeder | 2747 | 203 | MAHER BHAYGAON | 134091 | ROHILAGAD
XC447183 | DLMS-Secure | 055 | TCPIP_DLMS | GSM | Feeder | 2747 | 201 | ROHILAGAD GAOTHAN | 134091 | ROHILAGAD
X0401805 | DLMS-Secure | 055 | TCPIP_DLMS | GSM | Feeder | 2747 | 206 | MAHAKALA AG | 134049 | SHAHAGAD
XC447159 | DLMS-Secure | 055 | TCPIP_DLMS | GSM | Feeder | 2747 | 202 | ROHILAGAD AG | 134091 | ROHILAGAD
X0402701 | DLMS-Secure | 055 | TCPIP_DLMS | GSM | Feeder | 2747 | 203 | BORI | 134003 | AMBAD
X0402668 | DLMS-Secure | 055 | TCPIP_DLMS | GSM | Feeder | 2747 | 202 | NALEWADI GAOTHAN | 134011 | WADIGODRI
XC447155 | DLMS-Secure | 055 | TCPIP_DLMS | GSM | Feeder | 2747 | 201 | SIRASGAON GAOTHAN | 134093 | 33/11 KV SHAHAPUR S/S
XC439873 | DLMS-Secure | 055 | TCPIP_DLMS | GSM | Feeder | 2747 | 203 | 11KV DADHEGAON | 134093 | 33/11 KV SHAHAPUR S/S
XC439871 | DLMS-Secure | 055 | TCPIP_DLMS | GSM | Feeder | 2747 | 202 | 11KV SIRASGAON AG | 134093 | 33/11 KV SHAHAPUR S/S
X0400103 | DLMS-Secure | 055 | TCPIP_DLMS | GSM | Feeder | 2747 | 208 | DONGAON AG | 134011 | WADIGODRI
00309686 | DLMS-HPL | 076 | TCPIP_DLMS | GSM | Feeder | 2747 | 203 | RUI AG | 134048 | TADHADGAON
00309931 | DLMS-HPL | 076 | TCPIP_DLMS | GSM | Feeder | 2747 | 201 | SUKHAPURI | 134052 | SUKHAPURI
00309684 | DLMS-HPL | 076 | TCPIP_DLMS | GSM | Feeder | 2747 | 202 | ROHILAGAD AG | 134026 | JAMKHED
00309683 | DLMS-HPL | 076 | TCPIP_DLMS | GSM | Feeder | 2747 | 201 | JAMKHED AG | 134026 | JAMKHED
00309933 | DLMS-HPL | 076 | TCPIP_DLMS | GSM | Feeder | 2747 | 202 | BELGAON | 134052 | SUKHAPURI
00309934 | DLMS-HPL | 076 | TCPIP_DLMS | GSM | Feeder | 2747 | 203 | WADIKALYA | 134052 | SUKHAPURI
MSB08994 | Secure | 055 | TCPIP_Secure | GSM | Feeder | 2747 | 201 | TOWN I | 134003 | AMBAD
10009179 | LnT | 053 | TCPIP_LnT_9600 | GSM | Feeder | 2747 | 201 | WATER SUPPLY | 134049 | SHAHAGAD
MSB03127 | Secure | 055 | TCPIP_Secure | GSM | Feeder | 2747 | 204 | KARNJALA AG | 134053 | GONDI
X0400117 | DLMS-Secure | 055 | TCPIP_DLMS | GSM | Feeder | 2747 | 201 | 11 KV KARJAT-BHAYGAON | 134072 | KARJAT
X0400122 | DLMS-Secure | 055 | TCPIP_DLMS | GSM | Feeder | 2747 | 203 | 11 KV DHANGAR PIMPALGAON | 134072 | KARJAT
X0400123 | DLMS-Secure | 055 | TCPIP_DLMS | GSM | Feeder | 2747 | 202 | 11 KV KARJAT-A | 134072 | KARJAT
00309258 | HPL | 076 | TCPIP_HSPL | GSM | Feeder | 2747 | 203 | S.PIMPLEGON AG 1 | 134049 | SHAHAGAD
X0401801 | DLMS-Secure | 055 | TCPIP_DLMS | GSM | Feeder | 2747 | 202 | SIRNER GAOTHAN | 134039 | CHINCHKHED
MSB03179 | Secure | 055 | TCPIP_Secure | GSM | Feeder | 2747 | 203 | GONDI AG | 134053 | GONDI
00309256 | DLMS-HPL | 076 | TCPIP_DLMS | GSM | Feeder | 2747 | 205 | PATHARWALA(GAOTHAN) | 134049 | SHAHAGAD
00309259 | DLMS-HPL | 076 | TCPIP_DLMS | GSM | Feeder | 2747 | 207 | GONDI AG | 134011 | WADIGODRI
00309255 | DLMS-HPL | 076 | TCPIP_DLMS | GSM | Feeder | 2747 | 205 | SHAHAPUR AG | 134011 | WADIGODRI
MSB09020 | Secure | 055 | TCPIP_Secure | GSM | Feeder | 2747 | 201 | HARATHKHEDA | 134055 | SHEVGA
00309685 | DLMS-HPL | 076 | TCPIP_DLMS | GSM | Feeder | 2747 | 203 | NANDI AG | 134026 | JAMKHED
00309253 | DLMS-HPL | 076 | TCPIP_DLMS | GSM | Feeder | 2747 | 203 | SHIRNER AG | 134039 | CHINCHKHED
00309616 | DLMS-HPL | 076 | TCPIP_DLMS | GSM | Feeder | 2747 | 207 | SHAHAGAD GAOTHAN | 134049 | SHAHAGAD
15003689 | LnT | 053 | TCPIP_LnT_9600 | GSM | Feeder | 2747 | 202 | BHAMBERI-AG | 134074 | Chandanapuri
MSB09002 | Secure | 055 | TCPIP_Secure | GSM | Feeder | 2747 | 203 | DHANGAR PIMPRI | 134055 | SHEVGA
00567328 | DLMS-HPL | 076 | TCPIP_DLMS | GSM | Feeder | 2747 | 205 | HASNAPUR GAOTHAN | 134053 | GONDI
14089199 | LnT | 053 | TCPIP_LnT_9600 | GSM | Feeder | 2747 | 203 | CHURMAPURI-AG | 134074 | Chandanapuri
15010240 | LnT | 053 | TCPIP_LnT_9600 | GSM | Feeder | 2747 | 201 | CHANDANAPURI GAOTHAN | 134074 | Chandanapuri
XD452918 | Secure | 055 | TCPIP_Secure | GSM | Feeder | 2747 | 207 | 11KV RUI GAOTHAN | 134048 | TADHADGAON
00309785 | DLMS-HPL | 076 | TCPIP_DLMS | GSM | Feeder | 2747 | 206 | WATER SUPPLY | 134003 | AMBAD
X0400110 | DLMS-Secure | 055 | TCPIP_DLMS | GSM | Feeder | 4702 | 202 | 11 KV JAMB-AG | 134016 | KUMBHAR PIMPALGAON
MSB01372 | Secure | 055 | TCPIP_Secure | GSM | Feeder | 4702 | 202 | 11 KV SADEGAON GAOTHAN | 134066 | SADEGAON
MSU10804 | Secure | 055 | TCPIP_Secure | GSM | Feeder | 4702 | 204 | 11KV SHINDEWADGAON-AG | 134013 | RUGAON
05032055 | Elster | 057 | TCPIP_Elster_RS232 | GSM | Feeder | 4702 | 205 | 11 KV EXPRESS FEEDER RANJANI INDUSTRIAL | 134086 | 33 KV RANJANI SUB STATION
MSB09015 | Secure | 055 | TCPIP_Secure | GSM | Feeder | 4702 | 203 | 11 KV BORGAON AG | 134087 | 33 KV JIRADGAON SUB STATION
00309391 | DLMS-HPL | 076 | TCPIP_DLMS | GSM | Feeder | 4702 | 204 | 11 KV KANDARI AG | 134087 | 33 KV JIRADGAON SUB STATION
17271508 | DLMS-LnT | 053 | TCPIP_DLMS | GSM | Feeder | 4702 | 205 | 11 KV BOLEGAON 2 BODLAPURI | 134009 | GHANSAWANGI
11439700 | LnT | 053 | TCPIP_LnT_9600 | GSM | Feeder | 4702 | 207 | 11 KV MASHEGAON AG FEEDER | 134087 | 33 KV JIRADGAON SUB STATION
MSB03462 | Secure | 055 | TCPIP_Secure | GSM | Feeder | 4702 | 201 | 11 KV RANJANI GAOTHAN | 134086 | 33 KV RANJANI SUB STATION
X0400115 | DLMS-Secure | 055 | TCPIP_DLMS | GSM | Feeder | 4702 | 205 | RUGAON GAOTHAN | 134013 | RUGAON
X0400108 | DLMS-Secure | 055 | NON_AMR_MODEM | GSM | Feeder | 4702 | 209 | 11KV SINDHKHED-GAOTHAN | 134016 | KUMBHAR PIMPALGAON
18206129 | DLMS-LnT | 053 | NON_AMR_MODEM | GSM | Feeder | 4702 | 204 | 11 KV KPGAON -AG | 134016 | KUMBHAR PIMPALGAON
X0400109 | DLMS-Secure | 055 | NON_AMR_MODEM | GSM | Feeder | 4702 | 206 | 11 KV RAJATAKLI- GAONTHAN | 134016 | KUMBHAR PIMPALGAON
18206130 | DLMS-LnT | 053 | NON_AMR_MODEM | GSM | Feeder | 4702 | 211 | 11KV EXPRESS FEEDER SHIVANGAON | 134016 | KUMBHAR PIMPALGAON
X0400111 | DLMS-Secure | 055 | NON_AMR_MODEM | GSM | Feeder | 4702 | 201 | 11KV RAJA TAKALI-AG FDR | 134016 | KUMBHAR PIMPALGAON
X0400107 | DLMS-Secure | 055 | NON_AMR_MODEM | GSM | Feeder | 4702 | 208 | 11KV MURTI-GAOTHAN | 134016 | KUMBHAR PIMPALGAON
00309790 | DLMS-HPL | 076 | NON_AMR_MODEM | GSM | Feeder | 4702 | 203 | 11KV GHANSAWANGI FDR | 134009 | GHANSAWANGI
00567347 | DLMS-HPL | 076 | TCPIP_DLMS | GSM | Feeder | 4702 | 207 | 11 KV GHANSAWANGI AG | 134009 | GHANSAWANGI
16011668 | LnT | 053 | TCPIP_LnT_9600 | GSM | Feeder | 4702 | 203 | 11 KV BANEGAON GAOTHAN | 134069 | 33 kv Banegaon
X0400119 | DLMS-Secure | 055 | TCPIP_DLMS | GSM | Feeder | 4702 | 201 | LIMBONI AG | 134068 | 33KV S/S SINDKHED
X0400118 | DLMS-Secure | 055 | TCPIP_DLMS | GSM | Feeder | 4702 | 202 | SINDKHED AG | 134068 | 33KV S/S SINDKHED
X0400120 | DLMS-Secure | 055 | TCPIP_DLMS | GSM | Feeder | 4702 | 203 | 11KV KHADKA FEEDER | 134068 | 33KV S/S SINDKHED
15017560 | LnT | 053 | TCPIP_LnT_9600 | GSM | Feeder | 4702 | 203 | 11 KV BHUTEGAON GAONTHAN | 134075 | 33 kv Bhutegaon
16011642 | LnT | 053 | TCPIP_LnT_9600 | GSM | Feeder | 4702 | 202 | 11 KV BHOGGAON AG | 134069 | 33 kv Banegaon
15059246 | LnT | 053 | TCPIP_LnT_9600 | GSM | Feeder | 4702 | 201 | 11 KV BHUTEGAON AG | 134075 | 33 kv Bhutegaon
15017584 | LnT | 053 | TCPIP_LnT_9600 | GSM | Feeder | 4702 | 202 | 11 KV DAI ANTERWALI AG | 134075 | 33 kv Bhutegaon
MSU10644 | Secure | 055 | TCPIP_Secure | GSM | Feeder | 4702 | 210 | 11KV SAMRUDDHI EXPRESS FEEDER | 134016 | KUMBHAR PIMPALGAON
18206124 | DLMS-LnT | 053 | TCPIP_DLMS | GSM | Feeder | 4702 | 203 | 11 KV KRISHNAPUR AG FEEDER | 134086 | 33 KV RANJANI SUB STATION
X0400113 | DLMS-Secure | 055 | TCPIP_DLMS | GSM | Feeder | 4702 | 208 | PANEWADI GAOTHAN | 134013 | RUGAON
X0400127 | DLMS-Secure | 055 | TCPIP_DLMS | GSM | Feeder | 4702 | 201 | 11KV DEODI HADGAON AG SP FDR | 134056 | DEODI HADGAON
X0400128 | DLMS-Secure | 055 | TCPIP_DLMS | GSM | Feeder | 4702 | 202 | 11KV DHAKEFAL AG SP FDR | 134056 | DEODI HADGAON
X0400129 | DLMS-Secure | 055 | TCPIP_DLMS | GSM | Feeder | 4702 | 203 | 11KV AVALGAON AG FDR | 134056 | DEODI HADGAON
00309381 | HPL | 076 | TCPIP_HSPL | GSM | Feeder | 4702 | 206 | PARADGAON GFS. | 134086 | 33 KV RANJANI SUB STATION
XD413096 | Secure | 055 | TCPIP_Secure | GSM | Feeder | 4702 | 202 | GADESAWARGAON AG | 134193 | 33/11 KV GADE SAWARGAON SUBSTATION DDUGJY-I
XD413094 | Secure | 055 | TCPIP_Secure | GSM | Feeder | 4702 | 201 | MUDEGAON AG | 134193 | 33/11 KV GADE SAWARGAON SUBSTATION DDUGJY-I
00309383 | DLMS-HPL | 076 | TCPIP_DLMS | GSM | Feeder | 4702 | 204 | 11KV EXPRESS FDR JOGLADEVI BARRAGE | 134066 | SADEGAON
11439734 | LnT | 053 | TCPIP_LnT_9600 | GSM | Feeder | 4702 | 202 | 11KV KANDARI AG | 134027 | TIRTHPURI
MSB03121 | Secure | 055 | TCPIP_Secure | GSM | Feeder | 4702 | 201 | 11 KV SADEGAON AG FDR | 134066 | SADEGAON
X0400130 | DLMS-Secure | 055 | TCPIP_DLMS | GSM | Feeder | 4702 | 202 | 11 KV GUNJ AG | 134073 | 33kv SHIVANGAON S/S
00309251 | DLMS-HPL | 076 | NON_AMR_MODEM | GSM | Feeder | 4702 | 202 | 11 KV RANJANI AG FDR | 134086 | 33 KV RANJANI SUB STATION
MSU10723 | Secure | 055 | TCPIP_Secure | GSM | Feeder | 4702 | 206 | SHINDEWADGAON GAOTHAN | 134013 | RUGAON
00309788 | DLMS-HPL | 076 | TCPIP_DLMS | GSM | Feeder | 4702 | 202 | 11KV MCHINCHOLI FDR | 134009 | GHANSAWANGI
MSP12714 | Secure | 055 | TCPIP_Secure | GSM | Feeder | 4702 | 203 | 11KV GANGACHINCHOLI AG | 134066 | SADEGAON
00309939 | DLMS-HPL | 076 | TCPIP_DLMS | GSM | Feeder | 4702 | 201 | 11KV ANTARWALI -T AG FDR | 134085 | ANTERWALI TEMBHI
X0400136 | DLMS-Secure | 055 | TCPIP_DLMS | GSM | Feeder | 4796 | 201 | V.WADGAON | 134050 | JAIPUR
18206121 | DLMS-LnT | 053 | TCPIP_DLMS | GSM | Feeder | 4796 | 203 | PATHODA (HEALS) | 134012 | MANTHA
18206119 | DLMS-LnT | 053 | TCPIP_DLMS | GSM | Feeder | 4796 | 205 | MANTHA TOWN-1 | 134012 | MANTHA
18206120 | DLMS-LnT | 053 | TCPIP_DLMS | GSM | Feeder | 4796 | 206 | INDUSTRIAL FEEDER | 134012 | MANTHA
18206122 | DLMS-LnT | 053 | TCPIP_DLMS | GSM | Feeder | 4796 | 207 | MANTHA TOWN-II | 134012 | MANTHA
18206123 | DLMS-LnT | 053 | TCPIP_DLMS | GSM | Feeder | 4796 | 204 | AMBHODA | 134012 | MANTHA
X0400132 | DLMS-Secure | 055 | TCPIP_DLMS | GSM | Feeder | 4796 | 201 | TALNI | 134012 | MANTHA
X0400135 | DLMS-Secure | 055 | TCPIP_DLMS | GSM | Feeder | 4796 | 202 | IDOLI (ARDA) | 134012 | MANTHA
X0400133 | DLMS-Secure | 055 | TCPIP_DLMS | GSM | Feeder | 4796 | 201 | LAWANI | 134023 | WATUR
X0400134 | DLMS-Secure | 055 | TCPIP_DLMS | GSM | Feeder | 4796 | 206 | WADHONA | 134023 | WATUR
X0400116 | DLMS-Secure | 055 | TCPIP_DLMS | GSM | Feeder | 4796 | 202 | PANGARI | 134023 | WATUR
17271511 | DLMS-LnT | 053 | TCPIP_DLMS | GSM | Feeder | 4796 | 203 | KOKARSHA | 134020 | DAHIPHAL KHANDARE
17271504 | DLMS-LnT | 053 | TCPIP_DLMS | GSM | Feeder | 4796 | 204 | PEWA | 134020 | DAHIPHAL KHANDARE
17271512 | DLMS-LnT | 053 | TCPIP_DLMS | GSM | Feeder | 4796 | 201 | TALNI | 134020 | DAHIPHAL KHANDARE
17271503 | DLMS-LnT | 053 | TCPIP_DLMS | GSM | Feeder | 4796 | 202 | DAHIFAL | 134020 | DAHIPHAL KHANDARE
X0400137 | DLMS-Secure | 055 | TCPIP_DLMS | GSM | Feeder | 4796 | 202 | WAZAR S. | 134050 | JAIPUR
XE489728 | DLMS-Secure | 055 | TCPIP_DLMS | GSM | Feeder | 4796 | 202 | 11 KV WADEGAON FEEDER | 134113 | 33/11 KV DEVGAON KHAWANE SUBSTATION DDUGJY-I
XE489720 | DLMS-Secure | 055 | TCPIP_DLMS | GSM | Feeder | 4796 | 203 | 11 KV DHOKSAL FEEDER | 134113 | 33/11 KV DEVGAON KHAWANE SUBSTATION DDUGJY-I
MSU12048 | Secure | 055 | TCPIP_Secure | GSM | Feeder | 4796 | 204 | EXPRESS WATER SUPPLY INDUSTRIAL | 134057 | 33/11 KV IDOLI SSTN
MSB08985 | Secure | 055 | TCPIP_Secure | GSM | Feeder | 4796 | 202 | PATODA | 134057 | 33/11 KV IDOLI SSTN
MSB08995 | Secure | 055 | TCPIP_Secure | GSM | Feeder | 4796 | 203 | IDOLI | 134057 | 33/11 KV IDOLI SSTN
XE489714 | DLMS-Secure | 055 | TCPIP_DLMS | GSM | Feeder | 4796 | 201 | 11 KV KENDHALI FEEDER | 134197 | 33/11KV KENDALI SUBSTATION MANTHA SUBDIVISION
MSP12674 | Secure | 055 | TCPIP_Secure | GSM | Feeder | 4796 | 202 | WAI | 134071 | pangari gosavi
MSE61776 | Secure | 055 | TCPIP_Secure | GSM | Feeder | 4796 | 203 | 11 KV KATHALA FEEDER | 134071 | pangari gosavi
MSP12677 | Secure | 055 | TCPIP_Secure | GSM | Feeder | 4796 | 201 | PANGARI 11 KV | 134071 | pangari gosavi
MSB02356 | Secure | 055 | TCPIP_Secure | GSM | Feeder | 4796 | 203 | 11 KV TALNI | 134070 | Talni
MSP35884 | Secure | 055 | TCPIP_Secure | GSM | Feeder | 4796 | 201 | 11 KV DEVTHANA | 134070 | Talni
XE489725 | DLMS-Secure | 055 | TCPIP_DLMS | GSM | Feeder | 4796 | 202 | 11KV DEVTHANA FEEDER SPP | 134197 | 33/11KV KENDALI SUBSTATION MANTHA SUBDIVISION
XE489726 | DLMS-Secure | 055 | TCPIP_DLMS | GSM | Feeder | 4796 | 203 | 11KV PIMPARKHEDA FEEDER SPP | 134197 | 33/11KV KENDALI SUBSTATION MANTHA SUBDIVISION
X1603018 | DLMS-Secure | 055 | TCPIP_DLMS | GSM | Feeder | 4796 | 203 | 11KV PIMPARKHEDA AG FEEDER | 134204 | 33/11 KV WADHONA SUBSTATION
X1705260 | DLMS-Secure | 055 | TCPIP_DLMS | GSM | Feeder | 4796 | 201 | 11KV WADHONA GTN FEEDER | 134204 | 33/11 KV WADHONA SUBSTATION
X1467009 | DLMS-Secure | 055 | TCPIP_DLMS | GSM | Feeder | 4796 | 202 | 11KV WADHONA AG FEEDER | 134204 | 33/11 KV WADHONA SUBSTATION
18206125 | DLMS-LnT | 053 | TCPIP_DLMS | GSM | Feeder | 2755 | 210 | DEVLA | 134017 | 33/11 Kv SATONA
XD413120 | DLMS-Secure | 055 | TCPIP_DLMS | GSM | Feeder | 2755 | 202 | 11 KV KOREGAON FEEDER | 134192 | 33/11 KV WARFAL SUBSTATION DDUGJY-I
00309711 | DLMS-HPL | 076 | TCPIP_DLMS | GSM | Feeder | 2755 | 203 | WAHEGAON | 134010 | 33/11 Kv ASHTI
17271514 | DLMS-LnT | 053 | TCPIP_DLMS | GSM | Feeder | 2755 | 202 | KARALA | 134010 | 33/11 Kv ASHTI
MSB09000 | Secure | 055 | TCPIP_Secure | GSM | Feeder | 2755 | 201 | TAKALI | 134061 | 33/11 KHANDAVI SUBSTATION
MSB08982 | Secure | 055 | TCPIP_Secure | GSM | Feeder | 2755 | 203 | USMANPUR | 134061 | 33/11 KHANDAVI SUBSTATION
MSB09011 | Secure | 055 | TCPIP_Secure | GSM | Feeder | 2755 | 202 | KHANDVI | 134061 | 33/11 KHANDAVI SUBSTATION
00567346 | DLMS-HPL | 076 | NON_AMR_MODEM | GSM | Feeder | 2755 | 207 | Express Kedarwakdi | 134017 | 33/11 Kv SATONA
00467302 | DLMS-HPL | 076 | NON_AMR_MODEM | GSM | Feeder | 2755 | 205 | Ashti Water Supply | 134031 | 33/11 KV SHRISHTI
18206127 | DLMS-LnT | 053 | TCPIP_DLMS | GSM | Feeder | 2755 | 203 | 11 KV SHELGAON AG | 134017 | 33/11 Kv SATONA
18206126 | DLMS-LnT | 053 | TCPIP_DLMS | GSM | Feeder | 2755 | 202 | 11KV SATONA AG | 134017 | 33/11 Kv SATONA
17271513 | DLMS-LnT | 053 | TCPIP_DLMS | GSM | Feeder | 2755 | 204 | WATER SUPPLY FEEDER | 134010 | 33/11 Kv ASHTI
X0400138 | DLMS-Secure | 055 | TCPIP_DLMS | GSM | Feeder | 2755 | 201 | ASHATI TOWN | 134010 | 33/11 Kv ASHTI
MSB09005 | Secure | 055 | TCPIP_Secure | GSM | Feeder | 2755 | 204 | KAWAJAWALA | 134004 | 33/11 KV PARTUR
17271505 | DLMS-LnT | 053 | TCPIP_DLMS | GSM | Feeder | 2755 | 201 | LONI | 134058 | 33KV/11KV LONI SUBSATION
00467292 | DLMS-HPL | 076 | TCPIP_DLMS | GSM | Feeder | 2755 | 203 | SAIBABA | 134004 | 33/11 KV PARTUR
00309720 | DLMS-HPL | 076 | TCPIP_DLMS | GSM | Feeder | 2755 | 207 | 11KV Surumgaon | 134010 | 33/11 Kv ASHTI
XD453326 | Secure | 055 | TCPIP_Secure | GSM | Feeder | 2755 | 202 | AMBA GAONTHAN FEEDER | 134107 | 33/11 KV AMBA SUBSTATION PARTUR
00309718 | DLMS-HPL | 076 | TCPIP_DLMS | GSM | Feeder | 2755 | 205 | RAIGWAN | 134010 | 33/11 Kv ASHTI
00309254 | DLMS-HPL | 076 | TCPIP_DLMS | GSM | Feeder | 2755 | 204 | YENORA Gao | 134031 | 33/11 KV SHRISHTI
00309260 | DLMS-HPL | 076 | TCPIP_DLMS | GSM | Feeder | 2755 | 202 | PATODA Ag | 134031 | 33/11 KV SHRISHTI
00309715 | DLMS-HPL | 076 | TCPIP_DLMS | GSM | Feeder | 2755 | 206 | 11KV BHAGAWANNAGAR FEEDER | 134010 | 33/11 Kv ASHTI
00309993 | DLMS-HPL | 076 | TCPIP_DLMS | GSM | Feeder | 2755 | 206 | 11KV HATDI AG FEEDER | 134031 | 33/11 KV SHRISHTI
MSP41480 | Secure | 055 | TCPIP_Secure | GSM | Feeder | 2755 | 208 | 11 KV IRREGATION EXPRESS | 134017 | 33/11 Kv SATONA
09594186 | LnT | 053 | TCPIP_LnT_9600 | GSM | Feeder | 2755 | 202 | TOWN-II | 134004 | 33/11 KV PARTUR
00309620 | DLMS-HPL | 076 | TCPIP_DLMS | GSM | Feeder | 2755 | 203 | 11kv Golegaon | 134058 | 33KV/11KV LONI SUBSATION
17271506 | DLMS-LnT | 053 | TCPIP_DLMS | GSM | Feeder | 2755 | 202 | CHANGATPURI | 134058 | 33KV/11KV LONI SUBSATION
MSP12718 | Secure | 055 | TCPIP_Secure | GSM | Feeder | 2755 | 206 | INDUSTRIAL | 134004 | 33/11 KV PARTUR
XD413099 | DLMS-Secure | 055 | TCPIP_DLMS | GSM | Feeder | 2755 | 203 | 11 KV CHINCHOLI FEEDER | 134192 | 33/11 KV WARFAL SUBSTATION DDUGJY-I
XD413121 | DLMS-Secure | 055 | TCPIP_DLMS | GSM | Feeder | 2755 | 202 | 11 KV SINGONA AG | 134099 | 33/11 KV SOYANJANA SUBSTATION UNDER PARTUR GR UNIT
X0721486 | DLMS-Secure | 055 | TCPIP_DLMS | GSM | Feeder | 2755 | 203 | 11 KV SEVGA | 134099 | 33/11 KV SOYANJANA SUBSTATION UNDER PARTUR GR UNIT
XD413108 | DLMS-Secure | 055 | TCPIP_DLMS | GSM | Feeder | 2755 | 201 | 11 KV WARFAL FEEDER | 134192 | 33/11 KV WARFAL SUBSTATION DDUGJY-I
XD453317 | Secure | 055 | TCPIP_Secure | GSM | Feeder | 2755 | 203 | INDIRA NAGAR FEEDER IPDS | 134107 | 33/11 KV AMBA SUBSTATION PARTUR
XD453319 | Secure | 055 | TCPIP_Secure | GSM | Feeder | 2755 | 201 | 11KV AMBA AG | 134107 | 33/11 KV AMBA SUBSTATION PARTUR
18206128 | DLMS-LnT | 053 | TCPIP_DLMS | GSM | Feeder | 2755 | 201 | 11KV MAPEGAON AG | 134017 | 33/11 Kv SATONA
07044645 | LnT | 053 | TCPIP_LNT | GSM | Feeder | 2569 | 203 | 11 KV HATOLA | 054020 | 33 KV GHATNANDUR
12484575 | DLMS-LnT | 053 | TCPIP_DLMS | GSM | Feeder | 2569 | 202 | PATTIWADGAON FEEDER | 054141 | PATTIWADGAON SUBSTATION
MSE87558 | Secure | 055 | TCPIP_Secure | GSM | Feeder | 2569 | 206 | Yogeshwari Hatchries | 054100 | Girwali 33/11 kkv
03361229 | Genus | 065 | TCPIP_Genus | GSM | Feeder | 2569 | 201 | 11 KV NAGAZARI | 054067 | 33/11 KV PATHAN MANDVA
03361226 | Genus | 065 | TCPIP_Genus | GSM | Feeder | 2569 | 202 | 11 KV RAVIVAR PETH FEEDER | 054067 | 33/11 KV PATHAN MANDVA
03361303 | Genus | 065 | TCPIP_Genus | GSM | Feeder | 2569 | 204 | DUDHDAIRY EXPRESS | 054064 | 33 KV SAIGAON
07035371 | LnT | 053 | TCPIP_LNT | GSM | Feeder | 2569 | 201 | 11 KV SAIGAON FEEDER | 054064 | 33 KV SAIGAON
04575166 | DLMS-Genus | 065 | TCPIP_DLMS | GSM | Feeder | 2569 | 203 | GIRWALI | 054100 | Girwali 33/11 kkv
08189756 | LnT | 053 | TCPIP_LNT | GSM | Feeder | 2569 | 206 | 11 KV WAGHALE | 054007 | 33/11KV S/S AMBAJOGAI
08016965 | LnT | 053 | TCPIP_LNT | GSM | Feeder | 2569 | 209 | 11KV GFSS JOGAIWADI | 054007 | 33/11KV S/S AMBAJOGAI
07035405 | LnT | 053 | TCPIP_LNT | GSM | Feeder | 2569 | 207 | 11 KV SHIVAJI CHOWK FEEDER | 054007 | 33/11KV S/S AMBAJOGAI
07035419 | LnT | 053 | TCPIP_LNT | GSM | Feeder | 2569 | 202 | 11 KV SUGAON FEEDER | 054064 | 33 KV SAIGAON
07044650 | LnT | 053 | TCPIP_LNT | GSM | Feeder | 2569 | 203 | 11 KV JAWALGAON | 054014 | 33 KV BARDAPUR
07044714 | LnT | 053 | TCPIP_LNT | GSM | Feeder | 2569 | 202 | 11 KV UJANI FEEDER | 054045 | 33/11 KV UJANI
X0334699 | DLMS-Secure | 055 | TCPIP_DLMS | GSM | Feeder | 2569 | 205 | 11 KV M.B.AGRO INDUSTRIES | 054101 | 33/11KV L.SAWARGAON
X1084645 | DLMS-Secure | 055 | TCPIP_DLMS | GSM | Feeder | 2569 | 204 | 11 KV GHATNANDUR SOLAR MSKVY | 054020 | 33 KV GHATNANDUR
XH407163 | DLMS-Secure | 055 | TCPIP_DLMS | GSM | Feeder | 2569 | 204 | 11 KV PATTIWADGAON GAOTHAN | 054141 | PATTIWADGAON SUBSTATION
X2117536 | Secure | 055 | TCPIP_Secure | GSM | Feeder | 2569 | 206 | MIT FEEDER | 054067 | 33/11 KV PATHAN MANDVA
X1444502 | DLMS-Secure | 055 | TCPIP_DLMS | GSM | Feeder | 2569 | 205 | 11 KV RADI | 054031 | 33 KV DHANORA S/S
X1093571 | DLMS-Secure | 055 | TCPIP_DLMS | GSM | Feeder | 2569 | 203 | 11 KV MUKUNDRAJ FEEDER | 054067 | 33/11 KV PATHAN MANDVA
XD495164 | DLMS-Secure | 055 | TCPIP_DLMS | GSM | Feeder | 2569 | 401 | 33 KV YASH CONSTRUCTION | 054133 | 33/11KV DAWAKHANA S/S
XC439909 | DLMS-Secure | 055 | TCPIP_DLMS | GSM | Feeder | 2569 | 206 | 11 KV LO.SAWARGAON GAVTHAN | 054101 | 33/11KV L.SAWARGAON
X1093319 | Secure | 055 | TCPIP_Secure | GSM | Feeder | 2569 | 204 | WARWATI GFSS | 054100 | Girwali 33/11 kkv
X1431457 | DLMS-Secure | 055 | TCPIP_DLMS | GSM | Feeder | 2569 | 207 | 11 KV LOKHANDI SAWARGAON AG FEEDER | 054101 | 33/11KV L.SAWARGAON
X1444503 | DLMS-Secure | 055 | TCPIP_DLMS | GSM | Feeder | 2569 | 205 | 1 KV BHUMI FEEDER | 054020 | 33 KV GHATNANDUR
X1705282 | DLMS-Secure | 055 | TCPIP_DLMS | GSM | Feeder | 2569 | 205 | 11 KV HOSPITAL FEEDER | 054133 | 33/11KV DAWAKHANA S/S
04579332 | DLMS-Genus | 065 | TCPIP_DLMS | GSM | Feeder | 2569 | 205 | 11 KV MOREWADI-SAIGAON- FEEDER | 054007 | 33/11KV S/S AMBAJOGAI
X1082516 | DLMS-Secure | 055 | TCPIP_DLMS | GSM | Feeder | 2569 | 202 | 11 KV PATODA | 054031 | 33 KV DHANORA S/S
08026765 | DLMS-Genus | 065 | TCPIP_DLMS | GSM | Feeder | 2569 | 202 | 11 KV TATBORGAON | 054046 | 33 KV APEGAON
07038012 | LnT | 053 | TCPIP_LNT | GSM | Feeder | 2569 | 202 | 11 KV BARDAPUR | 054014 | 33 KV BARDAPUR
14033804 | LnT | 053 | TCPIP_LnT_9600 | GSM | Feeder | 2569 | 201 | 11 KV SATEPHAL | 054155 | 33/11 KV KUMBHEPHAL S/Stn
14033815 | LnT | 053 | TCPIP_LnT_9600 | GSM | Feeder | 2569 | 203 | 11 KV RADI | 054155 | 33/11 KV KUMBHEPHAL S/Stn
14033824 | LnT | 053 | TCPIP_LnT_9600 | GSM | Feeder | 2569 | 202 | 11 KV KUMBEPHAL | 054155 | 33/11 KV KUMBHEPHAL S/Stn
08016955 | LnT | 053 | TCPIP_LNT | GSM | Feeder | 2569 | 202 | EXPRESS WATER SUPPLY | 054100 | Girwali 33/11 kkv
14675472 | DLMS-LnT | 053 | TCPIP_DLMS | GSM | Feeder | 2569 | 202 | 11 KV YOGESHWARI FEEDER | 054007 | 33/11KV S/S AMBAJOGAI
14676026 | DLMS-LnT | 053 | TCPIP_DLMS | GSM | Feeder | 2569 | 204 | 11KV COVID HOSPITAL FEEDER | 054101 | 33/11KV L.SAWARGAON
00306966 | DLMS-HPL | 076 | TCPIP_DLMS | GSM | Feeder | 2569 | 202 | JAWALGAON 11 KV | 054110 | JAWALGAON 33/11 KV
00307377 | DLMS-HPL | 076 | TCPIP_DLMS | GSM | Feeder | 2569 | 203 | 11 KV D.PIMPALA GFSS | 054106 | DONGAR PIMPALA 33/11 KV
X1093649 | DLMS-Secure | 055 | TCPIP_DLMS | GSM | Feeder | 2569 | 204 | 11KV KALWATI | 054067 | 33/11 KV PATHAN MANDVA
X1093656 | DLMS-Secure | 055 | TCPIP_DLMS | GSM | Feeder | 2569 | 205 | 11 KV WATER SUPPLY EXPRESS | 054067 | 33/11 KV PATHAN MANDVA
07035387 | LnT | 053 | TCPIP_LNT | GSM | Feeder | 2569 | 203 | 11 KV POKHARI FEEDER | 054064 | 33 KV SAIGAON
MPU06623 | Secure | 055 | TCPIP_Secure | GSM | Feeder | 2569 | 203 | 11 KV DEOLA | 054031 | 33 KV DHANORA S/S
07035403 | LnT | 053 | TCPIP_LNT | GSM | Feeder | 2569 | 201 | 11KV SOMNATHBORGAON | 054101 | 33/11KV L.SAWARGAON
12484613 | LnT | 053 | TCPIP_LnT_9600 | GSM | Feeder | 2569 | 201 | MURTI FEEDER | 054141 | PATTIWADGAON SUBSTATION
X1093431 | DLMS-Secure | 055 | TCPIP_DLMS | GSM | Feeder | 2569 | 201 | WARWATI | 054100 | Girwali 33/11 kkv
00567149 | DLMS-HPL | 076 | TCPIP_DLMS | GSM | Feeder | 2569 | 204 | 11 KV GFSS DHARMAPURI | 054045 | 33/11 KV UJANI
17090530 | LnT | 053 | TCPIP_DLMS | GSM | Feeder | 2569 | 204 | BARDAPUR GOATHAN | 054014 | 33 KV BARDAPUR
07035363 | LnT | 053 | TCPIP_LNT | GSM | Feeder | 2569 | 203 | 11KV CHATURWADI | 054101 | 33/11KV L.SAWARGAON
X1162944 | DLMS-Secure | 055 | TCPIP_DLMS | GSM | Feeder | 2569 | 205 | 11 KV BARDAPUR SOLAR MSKVY | 054014 | 33 KV BARDAPUR
12484449 | DLMS-LnT | 053 | TCPIP_DLMS | GSM | Feeder | 2569 | 203 | 11 KV KURUNWADI AG | 054133 | 33/11KV DAWAKHANA S/S
12484592 | DLMS-LnT | 053 | TCPIP_DLMS | GSM | Feeder | 2569 | 202 | 11KV DAGADWADI GFSS | 054133 | 33/11KV DAWAKHANA S/S
00567378 | DLMS-HPL | 076 | TCPIP_DLMS | GSM | Feeder | 2569 | 203 | HATOLA 11 KV | 054110 | JAWALGAON 33/11 KV
00567156 | DLMS-HPL | 076 | TCPIP_DLMS | GSM | Feeder | 2569 | 201 | BHARAJ 11 KV | 054110 | JAWALGAON 33/11 KV
X1093566 | DLMS-Secure | 055 | TCPIP_DLMS | GSM | Feeder | 2569 | 203 | 11KV GFSS UJANI | 054045 | 33/11 KV UJANI
08017001 | LnT | 053 | TCPIP_LNT | GSM | Feeder | 2569 | 204 | 11 KV LOKHANDI FEEDER | 054007 | 33/11KV S/S AMBAJOGAI
07044684 | LnT | 053 | TCPIP_LNT | GSM | Feeder | 2569 | 201 | 11 KV MORWAD | 054014 | 33 KV BARDAPUR
07035367 | LnT | 053 | TCPIP_LNT | GSM | Feeder | 2569 | 202 | 11KV DIGHOLAMBA | 054101 | 33/11KV L.SAWARGAON
12023362 | LnT | 053 | TCPIP_LnT_9600 | GSM | Feeder | 2569 | 201 | 11KV KRANTI NAGAR | 054133 | 33/11KV DAWAKHANA S/S
12484607 | LnT | 053 | TCPIP_LnT_9600 | GSM | Feeder | 2569 | 203 | BHABALGAON FEEDER | 054141 | PATTIWADGAON SUBSTATION
07044646 | LnT | 053 | TCPIP_LNT | GSM | Feeder | 2569 | 201 | 11 KV POOS | 054020 | 33 KV GHATNANDUR
08026781 | DLMS-Genus | 065 | TCPIP_DLMS | GSM | Feeder | 4744 | 202 | AMBEWAGAON | 054072 | 33/11 KV AMBEWADGAON S/S
X2025361 | DLMS-Secure | 055 | TCPIP_DLMS | GSM | Feeder | 4744 | 202 | LADEGAON | 054063 | 33/11 KV HOAL S/S
08026992 | DLMS-Genus | 065 | TCPIP_DLMS | GSM | Feeder | 4744 | 202 | 11 KV. KHODAS FEEDER | 054017 | 33 KV. ADAS S/S
15032574 | LnT | 053 | TCPIP_LnT_9600 | GSM | Feeder | 4744 | 201 | BHOGALWADI | 054156 | 33/11 KV BHOGALWADI FATA S/STN
15086527 | LnT | 053 | TCPIP_LnT_9600 | GSM | Feeder | 4744 | 203 | ASARA FEEDER | 054156 | 33/11 KV BHOGALWADI FATA S/STN
X0853445 | DLMS-Secure | 055 | TCPIP_DLMS | GSM | Feeder | 4744 | 202 | DEVALA AG | 054142 | 33/11 KV DEOLA S/Stn
15104222 | LnT | 053 | TCPIP_LnT_9600 | GSM | Feeder | 4744 | 202 | GAWANDARA | 054156 | 33/11 KV BHOGALWADI FATA S/STN
X1084643 | DLMS-Secure | 055 | TCPIP_DLMS | GSM | Feeder | 4744 | 204 | 11 KV ADAS SOLAR MSKVY | 054017 | 33 KV. ADAS S/S
08026995 | DLMS-Genus | 065 | TCPIP_DLMS | GSM | Feeder | 4744 | 203 | KEKANWADI | 054017 | 33 KV. ADAS S/S
08026776 | DLMS-Genus | 065 | TCPIP_DLMS | GSM | Feeder | 4744 | 203 | SONIMOHA | 054072 | 33/11 KV AMBEWADGAON S/S
08026780 | DLMS-Genus | 065 | TCPIP_DLMS | GSM | Feeder | 4744 | 201 | GAVANDHARA | 054072 | 33/11 KV AMBEWADGAON S/S
08026778 | DLMS-Genus | 065 | TCPIP_DLMS | GSM | Feeder | 4744 | 202 | ASARDOHA | 054113 | 33KV ASARDOH S/stn
08026779 | DLMS-Genus | 065 | TCPIP_DLMS | GSM | Feeder | 4744 | 203 | RUI DHARUR | 054113 | 33KV ASARDOH S/stn
08026775 | DLMS-Genus | 065 | TCPIP_DLMS | GSM | Feeder | 4744 | 201 | MORPHALI | 054113 | 33KV ASARDOH S/stn
08026774 | DLMS-Genus | 065 | TCPIP_DLMS | GSM | Feeder | 4744 | 206 | KHADKI DEWLA AG | 054022 | 33/11 KV CHINCHWAN
X1304709 | DLMS-Secure | 055 | TCPIP_DLMS | GSM | Feeder | 4744 | 205 | 11 KV EXPREE JINING | 054017 | 33 KV. ADAS S/S
14676131 | DLMS-LnT | 053 | TCPIP_DLMS | GSM | Feeder | 4744 | 201 | 11 KV. ADAS FEEDER | 054017 | 33 KV. ADAS S/S
06600579 | DLMS-LnT | 053 | TCPIP_DLMS | GSM | Feeder | 4744 | 203 | ARANWADI | 054005 | 33/11 KV DHARUR
08026772 | DLMS-Genus | 065 | TCPIP_DLMS | GSM | Feeder | 4744 | 204 | 11 KV CHIKALBEED GFS FEEDER | 054022 | 33/11 KV CHINCHWAN
04579263 | DLMS-Genus | 065 | TCPIP_DLMS | GSM | Feeder | 4744 | 201 | CHINCHWAN AG | 054022 | 33/11 KV CHINCHWAN
X2025364 | DLMS-Secure | 055 | TCPIP_DLMS | GSM | Feeder | 4744 | 203 | BHATUMBA | 054063 | 33/11 KV HOAL S/S
17103869 | LnT | 053 | TCPIP_LnT_9600 | GSM | Feeder | 4744 | 205 | HOAL GFS | 054063 | 33/11 KV HOAL S/S
03361138 | Genus | 065 | TCPIP_Genus | GSM | Feeder | 4744 | 203 | DAHIFAL GFSS | 054022 | 33/11 KV CHINCHWAN
07411008 | LnT | 053 | TCPIP_LNT | GSM | Feeder | 4744 | 201 | HOAL | 054063 | 33/11 KV HOAL S/S
03361276 | Genus | 065 | TCPIP_Genus | GSM | Feeder | 4744 | 206 | GFSS ARANWADI | 054005 | 33/11 KV DHARUR
14007090 | LnT | 053 | TCPIP_LnT_9600 | GSM | Feeder | 4744 | 201 | KHADKI DEWLA GFS | 054142 | 33/11 KV DEOLA S/Stn
X0400167 | DLMS-Secure | 055 | TCPIP_DLMS | GSM | Feeder | 2577 | 201 | NAHOLI | 054104 | 33/11 KV S/S RAJEGAON
14033739 | LnT | 053 | TCPIP_LnT_9600 | GSM | Feeder | 2577 | 201 | KANDI MALI GFSS | 054154 | 33/11 KV KANADI MALI S/STN
12023188 | LnT | 053 | TCPIP_LnT_9600 | GSM | Feeder | 2577 | 203 | DAHIPHAL | 054132 | 33KV DEVGOAN
12023309 | LnT | 053 | TCPIP_LnT_9600 | GSM | Feeder | 2577 | 201 | DEVGAON | 054132 | 33KV DEVGOAN
13063004 | LnT | 053 | TCPIP_LnT_9600 | GSM | Feeder | 2577 | 204 | EXPRESS | 054132 | 33KV DEVGOAN
14033836 | LnT | 053 | TCPIP_LnT_9600 | GSM | Feeder | 2577 | 202 | GANJI AG | 054149 | 33/11 KV SALEGAON S/Stn
XG496684 | DLMS-Secure | 055 | TCPIP_DLMS | GSM | Feeder | 2577 | 204 | 11 KV PATHRA SOLAR | 054040 | YUSUFWADGAON
08023512 | DLMS-Genus | 065 | TCPIP_DLMS | GSM | Feeder | 2577 | 206 | WATER SUPPLY | 054002 | 33KV KAIJ
X0400717 | DLMS-Secure | 055 | TCPIP_DLMS | GSM | Feeder | 2577 | 201 | NANDURGHAT | 054038 | NANDURGHAT
X0400716 | DLMS-Secure | 055 | TCPIP_DLMS | GSM | Feeder | 2577 | 202 | WAGHEBABULGAON | 054038 | NANDURGHAT
X0400162 | DLMS-Secure | 055 | TCPIP_DLMS | GSM | Feeder | 2577 | 202 | RAJEGAON | 054104 | 33/11 KV S/S RAJEGAON
XG496685 | DLMS-Secure | 055 | TCPIP_DLMS | GSM | Feeder | 2577 | 204 | 11 KV PATHRA SOLAR | 054040 | YUSUFWADGAON
MSU12004 | Secure | 055 | TCPIP_Secure | GSM | Feeder | 2577 | 205 | GFSS PATHRA | 054077 | DHANEGAON
03361183 | Genus | 065 | TCPIP_Genus | GSM | Feeder | 2577 | 202 | SADOLA | 054040 | YUSUFWADGAON
07326250 | LnT | 053 | TCPIP_LNT | GSM | Feeder | 2577 | 201 | MASSAJOG | 054079 | MASSAJOG
03361314 | Genus | 065 | TCPIP_Genus | GSM | Feeder | 2577 | 204 | GFSS DHANEGAON | 054077 | DHANEGAON
03361160 | Genus | 065 | TCPIP_Genus | GSM | Feeder | 2577 | 204 | JAWALLBAN | 054015 | 33KV BANSAROLA
03361217 | Genus | 065 | TCPIP_Genus | GSM | Feeder | 2577 | 206 | BORISAVARGAON | 054015 | 33KV BANSAROLA
17090532 | LnT | 053 | TCPIP_LnT_9600 | GSM | Feeder | 2577 | 204 | 11 KV LAHURI GFSS | 054160 | 33/11 KV YEWTA
03361156 | Genus | 065 | TCPIP_Genus | GSM | Feeder | 2577 | 205 | AWASGAON | 054015 | 33KV BANSAROLA
07044718 | LnT | 053 | TCPIP_LNT | GSM | Feeder | 2577 | 202 | CHINCHOLIMALI | 054078 | CHINCHOLIMALI
X0400165 | DLMS-Secure | 055 | TCPIP_DLMS | GSM | Feeder | 2577 | 202 | BORGAON AG | 054043 | 33/11 KV H.PIMPRI SS
03361180 | Genus | 065 | TCPIP_Genus | GSM | Feeder | 2577 | 201 | YUSUFWADGAON | 054040 | YUSUFWADGAON
00567394 | DLMS-HPL | 076 | TCPIP_DLMS | GSM | Feeder | 2577 | 202 | WATER SUPPLY | 054077 | DHANEGAON
03361256 | Genus | 065 | TCPIP_Genus | GSM | Feeder | 2577 | 204 | GFSS H.PIMPRI | 054043 | 33/11 KV H.PIMPRI SS
X1705283 | DLMS-Secure | 055 | TCPIP_DLMS | GSM | Feeder | 2577 | 206 | 11 KV EXPRESS FEEDER | 054154 | 33/11 KV KANADI MALI S/STN
14675473 | DLMS-LnT | 053 | TCPIP_DLMS | GSM | Feeder | 2577 | 205 | TOWN-II | 054002 | 33KV KAIJ
07037975 | LnT | 053 | TCPIP_DLMS | GSM | Feeder | 2577 | 203 | TAKALI | 054078 | CHINCHOLIMALI
07035575 | LnT | 053 | TCPIP_LNT | GSM | Feeder | 2577 | 203 | DAIPHAL | 054026 | VEEDA
07044640 | LnT | 053 | TCPIP_LNT | GSM | Feeder | 2577 | 201 | VEEDA | 054026 | VEEDA
12484405 | LnT | 053 | TCPIP_LnT_9600 | GSM | Feeder | 2577 | 202 | BANDEWADI | 054136 | 33 KV WAGHEBABULGAON
12484356 | LnT | 053 | TCPIP_LnT_9600 | GSM | Feeder | 2577 | 201 | NAREWADI | 054136 | 33 KV WAGHEBABULGAON
03361161 | Genus | 065 | TCPIP_Genus | GSM | Feeder | 2577 | 202 | ISTHAL | 054015 | 33KV BANSAROLA
03361157 | Genus | 065 | TCPIP_Genus | GSM | Feeder | 2577 | 201 | BANSAROLA | 054015 | 33KV BANSAROLA
03361255 | Genus | 065 | TCPIP_Genus | GSM | Feeder | 2577 | 203 | KAUDGAON | 054015 | 33KV BANSAROLA
14675474 | DLMS-LnT | 053 | TCPIP_DLMS | GSM | Feeder | 2577 | 203 | KAIJ AG | 054002 | 33KV KAIJ
X0400166 | DLMS-Secure | 055 | TCPIP_DLMS | GSM | Feeder | 2577 | 201 | PIMPRI BORGAON AG | 054043 | 33/11 KV H.PIMPRI SS
14033765 | LnT | 053 | TCPIP_LnT_9600 | GSM | Feeder | 2577 | 202 | SABLA DHARMALA AG FEEDER | 054154 | 33/11 KV KANADI MALI S/STN
14033835 | LnT | 053 | TCPIP_LnT_9600 | GSM | Feeder | 2577 | 203 | KANDI MALI AG | 054154 | 33/11 KV KANADI MALI S/STN
X0400158 | DLMS-Secure | 055 | TCPIP_DLMS | GSM | Feeder | 2577 | 205 | 11 KV BORGAON GFSS | 054043 | 33/11 KV H.PIMPRI SS
MSB02310 | Secure | 055 | TCPIP_Secure | GSM | Feeder | 2577 | 201 | JAWALBAN | 054111 | Jawalban
MSB02311 | Secure | 055 | TCPIP_Secure | GSM | Feeder | 2577 | 202 | ANANDGAON | 054111 | Jawalban
12484606 | LnT | 053 | TCPIP_LnT_9600 | GSM | Feeder | 2577 | 203 | WAGHEBABULGAON | 054136 | 33 KV WAGHEBABULGAON
TN901045 | Secure | 055 | TCPIP_Secure | GSM | Feeder | 2577 | 202 | 11 KV MALEGAON | 054107 | 33/11 KV S/S MALEGAON
12023249 | LnT | 053 | TCPIP_LnT_9600 | GSM | Feeder | 2577 | 202 | LIMBACHIWADI | 054132 | 33KV DEVGOAN
14675464 | DLMS-LnT | 053 | TCPIP_DLMS | GSM | Feeder | 2593 | 203 | 11 KV BHRAMGAON-CHINCHGAVAN | 054001 | 33 KV MAJALGAON s/stn
14033747 | LnT | 053 | TCPIP_LnT_9600 | GSM | Feeder | 2593 | 201 | BORGAON GAOTHAN | 054148 | 33 KV CHATRA BORGAON
X1093632 | DLMS-Secure | 055 | TCPIP_DLMS | GSM | Feeder | 2593 | 205 | 11 KV EXPRESS | 054001 | 33 KV MAJALGAON s/stn
14033860 | LnT | 053 | TCPIP_LnT_9600 | GSM | Feeder | 2593 | 201 | SADOLA | 054146 | 33/11 KV SADOLA S/Stn
14007246 | LnT | 053 | TCPIP_LnT_9600 | GSM | Feeder | 2593 | 201 | GANGAMASLA AG | 054135 | 33KV GANGAMASLA S/stn
08026799 | DLMS-Genus | 065 | TCPIP_DLMS | GSM | Feeder | 2593 | 203 | 11 KV SHUKLA-TIRTHA LIMGAON | 054108 | 33/11 KV Mogara
08026795 | DLMS-Genus | 065 | TCPIP_DLMS | GSM | Feeder | 2593 | 202 | 11 KV DAKE PIMPARI | 054108 | 33/11 KV Mogara
08026800 | DLMS-Genus | 065 | TCPIP_DLMS | GSM | Feeder | 2593 | 201 | 11KV SHIVAJI NAGAR | 054108 | 33/11 KV Mogara
00566985 | DLMS-HPL | 076 | TCPIP_DLMS | GSM | Feeder | 2593 | 203 | MANJRATH GAOTHAN | 054134 | 33 KV MANUR DEVI S/stn
07327732 | LnT | 053 | TCPIP_LNT | GSM | Feeder | 2593 | 206 | 11KV CHOUFALA GFSS | 054001 | 33 KV MAJALGAON s/stn
07035424 | LnT | 053 | TCPIP_LNT | GSM | Feeder | 2593 | 202 | 33KV PAWARWADI AG | 054001 | 33 KV MAJALGAON s/stn
14007095 | LnT | 053 | TCPIP_LnT_9600 | GSM | Feeder | 2593 | 202 | 11KV SURUMGAON AG | 054135 | 33KV GANGAMASLA S/stn
14007132 | LnT | 053 | TCPIP_LnT_9600 | GSM | Feeder | 2593 | 203 | RIDHORI FEEDER | 054139 | 33KV HIVARA
14033688 | LnT | 053 | TCPIP_LnT_9600 | GSM | Feeder | 2593 | 201 | WASTI | 054139 | 33KV HIVARA
14033861 | LnT | 053 | TCPIP_LnT_9600 | GSM | Feeder | 2593 | 202 | BANDHARA AG | 054146 | 33/11 KV SADOLA S/Stn
14033848 | LnT | 053 | TCPIP_LnT_9600 | GSM | Feeder | 2593 | 203 | SADOLA GAOTHAN | 054146 | 33/11 KV SADOLA S/Stn
14007133 | LnT | 053 | TCPIP_LnT_9600 | GSM | Feeder | 2593 | 202 | HIVRA FEEDER | 054139 | 33KV HIVARA
08026798 | DLMS-Genus | 065 | TCPIP_DLMS | GSM | Feeder | 2593 | 203 | RAJEGAON | 054023 | 33KV MALIPARGAON S/stn
08189738 | LnT | 053 | TCPIP_LNT | GSM | Feeder | 2593 | 202 | 11KV JADIT JAWLA | 054062 | 33KV TALKHED S/stn
14007099 | LnT | 053 | TCPIP_LnT_9600 | GSM | Feeder | 2593 | 203 | GANGAMASLA GAOTHAN | 054135 | 33KV GANGAMASLA S/stn
X0402991 | DLMS-Secure | 055 | TCPIP_DLMS | GSM | Feeder | 2593 | 202 | NAGADGAON AG | 054134 | 33 KV MANUR DEVI S/stn
11533197 | LnT | 053 | TCPIP_LnT_9600 | GSM | Feeder | 2593 | 201 | MANJRATH AG | 054134 | 33 KV MANUR DEVI S/stn
00567306 | DLMS-HPL | 076 | TCPIP_DLMS | GSM | Feeder | 2593 | 203 | PUNGANI | 054062 | 33KV TALKHED S/stn
08026797 | DLMS-Genus | 065 | TCPIP_DLMS | GSM | Feeder | 2593 | 207 | 11KV RAM PIMPALGAON | 054023 | 33KV MALIPARGAON S/stn
MSE87577 | Secure | 055 | TCPIP_DLMS | GSM | Feeder | 2593 | 203 | 11 KV EXPRESS | 054102 | 33/11 KV Kesapuri
00567505 | DLMS-HPL | 076 | TCPIP_DLMS | GSM | Feeder | 2593 | 204 | 11KV MAJALGAON | 054001 | 33 KV MAJALGAON s/stn
08023035 | DLMS-Genus | 065 | TCPIP_DLMS | GSM | Feeder | 2593 | 204 | INDUSTRIAL | 054023 | 33KV MALIPARGAON S/stn
14033808 | LnT | 053 | TCPIP_LnT_9600 | GSM | Feeder | 2593 | 202 | BORGAON AG | 054148 | 33 KV CHATRA BORGAON
14675466 | DLMS-LnT | 053 | TCPIP_DLMS | GSM | Feeder | 2593 | 201 | 11KV SAMBHAJI CHOUK FEEDER | 054001 | 33 KV MAJALGAON s/stn
MSE75692 | Secure | 055 | TCPIP_Secure | GSM | Feeder | 2585 | 205 | WADKHEL AG | 054048 | 33/11 KV NATHRA S/S
17103016 | LnT | 053 | TCPIP_LnT_9600 | GSM | Feeder | 2585 | 205 | 11 KV REVALI | 054047 | 33/11 KV SIRSALA S/S
11114319 | LnT | 053 | TCPIP_LnT_9600 | GSM | Feeder | 2585 | 202 | 11 KV SINCHAN BHAVAN | 054131 | 33/11 KV SINCHAN BH. PARLI
MSE61800 | Secure | 055 | TCPIP_Secure | GSM | Feeder | 2585 | 204 | 11 KV GFSS DAUTPUR | 054065 | 33/11 KV DAUTPUR S/S
14675468 | DLMS-LnT | 053 | TCPIP_DLMS | GSM | Feeder | 2585 | 201 | 11 KV BUS STAND | 054131 | 33/11 KV SINCHAN BH. PARLI
MSU12011 | Secure | 055 | TCPIP_Secure | GSM | Feeder | 2585 | 204 | 11 KV MANDWA GFSS ( GAOTHAN ) FEEDER | 054095 | 33/11 KV SARADGAON S/S
08026777 | DLMS-Genus | 065 | TCPIP_DLMS | GSM | Feeder | 2585 | 203 | KAUDGAON | 054119 | 33/11 KV ACHARYA TAKLI
08026785 | DLMS-Genus | 065 | TCPIP_DLMS | GSM | Feeder | 2585 | 202 | 11 KV NATHRA FEEDER | 054048 | 33/11 KV NATHRA S/S
08026792 | DLMS-Genus | 065 | TCPIP_DLMS | GSM | Feeder | 2585 | 203 | 11 KV GFSS NATHRA FEEDER | 054048 | 33/11 KV NATHRA S/S
08026794 | DLMS-Genus | 065 | TCPIP_DLMS | GSM | Feeder | 2585 | 204 | 11 KV PANGRI GFSS FEEDER | 054048 | 33/11 KV NATHRA S/S
08026793 | DLMS-Genus | 065 | TCPIP_DLMS | GSM | Feeder | 2585 | 207 | PIMPALGAON AG | 054048 | 33/11 KV NATHRA S/S
X1603096 | DLMS-Secure | 055 | TCPIP_DLMS | GSM | Feeder | 2585 | 206 | 11 KV SHREE GANESH STONE CRUSHER EXPRESS | 054065 | 33/11 KV DAUTPUR S/S
X1722330 | DLMS-Secure | 055 | TCPIP_DLMS | GSM | Feeder | 2585 | 202 | 11 KV JIRWADI SINGLE PHASE FEEDER | 054185 | 33/11 KV JALALPUR(KANHERWADI) STN
X1928743 | DLMS-Secure | 055 | TCPIP_DLMS | GSM | Feeder | 2585 | 206 | 11 KV WAKA | 054047 | 33/11 KV SIRSALA S/S
XH406062 | DLMS-Secure | 055 | TCPIP_DLMS | GSM | Feeder | 2585 | 209 | EXPRESS FEEDER | 054048 | 33/11 KV NATHRA S/S
X1431437 | DLMS-Secure | 055 | TCPIP_DLMS | GSM | Feeder | 2585 | 204 | 11 KV EXPRESS GINNING | 054161 | 33/11 KV SANGAM(INDAPWADI)
X1603092 | DLMS-Secure | 055 | TCPIP_DLMS | GSM | Feeder | 2585 | 201 | 11 KV PARALI JALALPUR FEEDER | 054185 | 33/11 KV JALALPUR(KANHERWADI) STN
14676118 | DLMS-LnT | 053 | TCPIP_DLMS | GSM | Feeder | 2585 | 202 | 11 KV MANDVA AG FEEDER | 054095 | 33/11 KV SARADGAON S/S
MSE75759 | Secure | 055 | TCPIP_Secure | GSM | Feeder | 2585 | 201 | 11 KV PANGRI FEEDER | 054048 | 33/11 KV NATHRA S/S
09137766 | LnT | 053 | TCPIP_LnT_9600 | GSM | Feeder | 2585 | 204 | JAYGAON | 054047 | 33/11 KV SIRSALA S/S
08026764 | DLMS-Genus | 065 | TCPIP_DLMS | GSM | Feeder | 2585 | 201 | 11 KV KANYA SHALA FEEDER | 054137 | 33/11 KV KALRATRI PARLI S/S
14675467 | DLMS-LnT | 053 | TCPIP_DLMS | GSM | Feeder | 2585 | 202 | 11KV BODHEGAON | 054105 | 33/11 KV MOHA S/S
14676112 | DLMS-LnT | 053 | TCPIP_DLMS | GSM | Feeder | 2585 | 201 | 11 KV MOHA | 054105 | 33/11 KV MOHA S/S
X1603063 | DLMS-Secure | 055 | TCPIP_DLMS | GSM | Feeder | 2585 | 203 | 11 KV KANHERWADI SINGLE PHASE FEEDER | 054185 | 33/11 KV JALALPUR(KANHERWADI) STN
07410971 | LnT | 053 | TCPIP_LNT | GSM | Feeder | 2585 | 201 | 11 KV DAUTPUR | 054065 | 33/11 KV DAUTPUR S/S
MSE75694 | Secure | 055 | TCPIP_Secure | GSM | Feeder | 2585 | 203 | 11 KV BORKHED FEEDER | 054098 | 33/11 KV POHONER S/S
00567141 | DLMS-HPL | 076 | TCPIP_DLMS | GSM | Feeder | 2585 | 203 | 11 KV SARADGAON GFSS (GAOTHAN ) FEEDER | 054095 | 33/11 KV SARADGAON S/S
04579266 | DLMS-Genus | 065 | TCPIP_DLMS | GSM | Feeder | 2585 | 202 | LADZARI | 054099 | 33/11 KV DHARMAPURI
09137760 | LnT | 053 | TCPIP_LnT_9600 | GSM | Feeder | 2585 | 205 | 11 KV KALRATRI DEVI FEEDER | 054042 | 33/11 KV OPH PARLI S/S
14676122 | DLMS-LnT | 053 | TCPIP_DLMS | GSM | Feeder | 2585 | 201 | 11 KV SARADGSON AG FEEDER | 054095 | 33/11 KV SARADGAON S/S
15107697 | LnT | 053 | TCPIP_LnT_9600 | GSM | Feeder | 2585 | 202 | 11KV BELESHWAR | 054162 | 33/11 KV INJEGAON (KAWTHALI)
14036353 | LnT | 053 | TCPIP_LnT_9600 | GSM | Feeder | 2585 | 203 | 11KV DHAMUNI | 054162 | 33/11 KV INJEGAON (KAWTHALI)
14046430 | LnT | 053 | TCPIP_LnT_9600 | GSM | Feeder | 2585 | 201 | 11KV injegaon | 054162 | 33/11 KV INJEGAON (KAWTHALI)
MSU11999 | Secure | 055 | TCPIP_Secure | GSM | Feeder | 2585 | 206 | PIMPALGAON GFSS | 054048 | 33/11 KV NATHRA S/S
MSB02693 | DLMS-Secure | 055 | TCPIP_DLMS | GSM | Feeder | 2585 | 204 | 11 KV GFSS CHANDAPUR | 054042 | 33/11 KV OPH PARLI S/S
08026783 | DLMS-Genus | 065 | TCPIP_DLMS | GSM | Feeder | 2585 | 202 | KANDI | 054119 | 33/11 KV ACHARYA TAKLI
14033670 | LnT | 053 | TCPIP_LnT_9600 | GSM | Feeder | 2585 | 206 | 11 KV TELASMUKH FEEDER | 054098 | 33/11 KV POHONER S/S
14046278 | LnT | 053 | TCPIP_LnT_9600 | GSM | Feeder | 2585 | 205 | 11 KV SALEGAON | 054098 | 33/11 KV POHONER S/S
17103006 | LnT | 053 | TCPIP_LnT_9600 | GSM | Feeder | 2585 | 207 | POHNER GAOTHAN | 054098 | 33/11 KV POHONER S/S
17103852 | LnT | 053 | TCPIP_LnT_9600 | GSM | Feeder | 2585 | 206 | MOHA GFSS | 054105 | 33/11 KV MOHA S/S
17103866 | LnT | 053 | TCPIP_LnT_9600 | GSM | Feeder | 2585 | 205 | 11KV DHARMAPURI GFSS | 054099 | 33/11 KV DHARMAPURI
14046255 | LnT | 053 | TCPIP_LnT_9600 | GSM | Feeder | 2585 | 201 | 11KV SOMESHWAR | 054161 | 33/11 KV SANGAM(INDAPWADI)
14033839 | LnT | 053 | TCPIP_LnT_9600 | GSM | Feeder | 2585 | 202 | 11KV RATNESHWAR | 054161 | 33/11 KV SANGAM(INDAPWADI)
14036318 | LnT | 053 | TCPIP_LnT_9600 | GSM | Feeder | 2585 | 203 | 11KV KAPILESHWAR | 054161 | 33/11 KV SANGAM(INDAPWADI)
MSE61802 | Secure | 055 | TCPIP_Secure | GSM | Feeder | 2585 | 203 | 11KV HALAM | 054099 | 33/11 KV DHARMAPURI
MSE75691 | Secure | 055 | TCPIP_Secure | GSM | Feeder | 2585 | 202 | 11 KV POHNER FEEDER | 054098 | 33/11 KV POHONER S/S
MSB06232 | Secure | 055 | TCPIP_Secure | GSM | Feeder | 2585 | 205 | KANHAPUR | 054105 | 33/11 KV MOHA S/S
14033730 | LnT | 053 | TCPIP_LnT_9600 | GSM | Feeder | 2585 | 204 | 11KV PIMPRI FEEDER | 054098 | 33/11 KV POHONER S/S
17271634 | DLMS-LnT | 053 | TCPIP_DLMS | GSM | Feeder | 5631 | 201 | 11KV CHINCHALA | 054109 | 33KV CHINCHALA
14033727 | DLMS-LnT | 053 | TCPIP_DLMS | GSM | Feeder | 5631 | 206 | 11 KV SANGAM | 054068 | 33 KV S/S DINDRUD
17271635 | DLMS-LnT | 053 | TCPIP_DLMS | GSM | Feeder | 5631 | 202 | 11KV TIGAON | 054109 | 33KV CHINCHALA
08026869 | DLMS-Genus | 065 | TCPIP_DLMS | GSM | Feeder | 5631 | 202 | 11 KV SALIMBA | 054052 | 33 KV S/S WADWANI
08023592 | DLMS-Genus | 065 | TCPIP_DLMS | GSM | Feeder | 5631 | 209 | 11 KV SIDHIVINAYAK EXPRESS FEEDER | 054052 | 33 KV S/S WADWANI
17271633 | DLMS-LnT | 053 | TCPIP_DLMS | GSM | Feeder | 5631 | 203 | 11KV KUPPA | 054109 | 33KV CHINCHALA
08023511 | DLMS-Genus | 065 | TCPIP_DLMS | GSM | Feeder | 5631 | 208 | 11 KV JAYKISAN EXPRESS | 054052 | 33 KV S/S WADWANI
X1284421 | DLMS-Secure | 055 | TCPIP_DLMS | GSM | Feeder | 5631 | 207 | 11 KV WADWANI WATER SUPPLY | 054052 | 33 KV S/S WADWANI
XH407157 | DLMS-Secure | 055 | TCPIP_DLMS | GSM | Feeder | 5631 | 207 | 11 KV EXPRESS SHRIRAM CONSTRUCTION | 054068 | 33 KV S/S DINDRUD
12023197 | LnT | 053 | TCPIP_LnT_9600 | GSM | Feeder | 5631 | 202 | 11KV UPALI | 054130 | 33 KV Kuppa Sub-station
12023365 | LnT | 053 | TCPIP_LnT_9600 | GSM | Feeder | 5631 | 203 | 11KV RAJEWADI | 054130 | 33 KV Kuppa Sub-station
12484689 | LnT | 053 | TCPIP_LnT_9600 | GSM | Feeder | 5631 | 201 | 11KV KUPPA | 054130 | 33 KV Kuppa Sub-station
08023516 | DLMS-Genus | 065 | TCPIP_DLMS | GSM | Feeder | 5631 | 202 | 11 KV KADIWADGAON | 054049 | 33 KV S/S DEWADI
08026867 | DLMS-Genus | 065 | TCPIP_DLMS | GSM | Feeder | 5631 | 201 | 11 KV DEWADI | 054049 | 33 KV S/S DEWADI
X2138920 | DLMS-Secure | 055 | TCPIP_DLMS | GSM | Feeder | 5631 | 210 | 11 KV RAILWAY ROAD FEEDER | 054052 | 33 KV S/S WADWANI
X1093392 | DLMS-Secure | 055 | TCPIP_DLMS | GSM | Feeder | 5631 | 201 | 11 KV WADWANI | 054052 | 33 KV S/S WADWANI
X1093194 | DLMS-Secure | 055 | TCPIP_DLMS | GSM | Feeder | 5631 | 203 | 11 KV PUSARA | 054052 | 33 KV S/S WADWANI
08026784 | DLMS-Genus | 065 | TCPIP_DLMS | GSM | Feeder | 5631 | 202 | 11 KV FAKIRJAWALA | 054068 | 33 KV S/S DINDRUD
12626813 | DLMS-LnT | 053 | TCPIP_DLMS | GSM | Feeder | 5631 | 204 | W/W KADIWADGAON | 054049 | 33 KV S/S DEWADI
14033775 | LnT | 053 | TCPIP_LnT_9600 | GSM | Feeder | 5631 | 205 | 11 KV NAKALGAON | 054068 | 33 KV S/S DINDRUD
14033725 | LnT | 053 | TCPIP_LnT_9600 | GSM | Feeder | 5631 | 204 | 11 KV CHOPANWADI | 054068 | 33 KV S/S DINDRUD
X2027726 | DLMS-Secure | 055 | TCPIP_DLMS | GSM | Feeder | 5631 | 206 | 11 KV NEW NITHRUD | 054092 | 33 KV S/S TELGAON
00307137 | DLMS-HPL | 076 | TCPIP_DLMS | GSM | Feeder | 5631 | 201 | 11 KV DINDRUD | 054068 | 33 KV S/S DINDRUD
03361275 | Genus | 065 | TCPIP_Genus | GSM | Feeder | 5631 | 203 | 11 KV DEVDAHIPHAL | 054068 | 33 KV S/S DINDRUD
03361212 | Genus | 065 | TCPIP_Genus | GSM | Feeder | 5631 | 203 | 11 KV PARDI MATEGAON | 054090 | 33 KV S/S LAUL
X2025363 | DLMS-Secure | 055 | TCPIP_DLMS | GSM | Feeder | 5631 | 204 | 11 KV WATER SUPPLY EXPRESS FEEDER | 054090 | 33 KV S/S LAUL
12484663 | LnT | 053 | TCPIP_LnT_9600 | GSM | Feeder | 5631 | 205 | 11 KV SHINDEWADI FEEDER | 054157 | 33/11 KV PATHRUD S/Stn
X1304753 | DLMS-Secure | 055 | TCPIP_DLMS | GSM | Feeder | 5631 | 204 | 11 KV ATNU SOLAR FEEDER NO 1 | 054092 | 33 KV S/S TELGAON
X1284433 | DLMS-Secure | 055 | TCPIP_DLMS | GSM | Feeder | 5631 | 205 | 11 KV ATNU SOLAR FEEDER NO 2 | 054092 | 33 KV S/S TELGAON
12484662 | LnT | 053 | TCPIP_LnT_9600 | GSM | Feeder | 5631 | 203 | 11 KV NAKALGAON | 054157 | 33/11 KV PATHRUD S/Stn
03361213 | Genus | 065 | TCPIP_Genus | GSM | Feeder | 5631 | 201 | 11 KV LAUL | 054090 | 33 KV S/S LAUL
02832406 | ElsterABT1800 | 057 | TCPIP_ElsterABT1800 | GSM | Feeder | 5631 | 602 | 132 KV TALETTUTAYI SOLAR FDR(SOLAR SECI 50MW) | 057004 | 132 KV TELGAON SUB STATION
15067097 | LnT | 053 | TCPIP_LnT_9600 | GSM | Feeder | 2551 | 205 | PIMPRI | 054093 | 33 KV SIRALA S/S AST
15107701 | LnT | 053 | TCPIP_LnT_9600 | GSM | Feeder | 2551 | 206 | CHIKHALI | 054093 | 33 KV SIRALA S/S AST
15107717 | LnT | 053 | TCPIP_LnT_9600 | GSM | Feeder | 2551 | 204 | WAKI | 054093 | 33 KV SIRALA S/S AST
15019166 | LnT | 053 | TCPIP_LnT_9600 | GSM | Feeder | 2551 | 205 | EXPRESS FEEDER 2 | 055001 | 33/11 KV PARGAON JOGESHWARI
12023210 | LnT | 053 | TCPIP_LnT_9600 | GSM | Feeder | 2551 | 202 | 11 KV DAULAWADGAON | 054127 | 33/11 KV DAULAWADGAON SUB STATION
17103844 | LnT | 053 | TCPIP_LnT_9600 | GSM | Feeder | 2551 | 209 | 11 KV AMBHORA GAOTHAN | 054027 | 33/11 KV. S/S DHANORA
17103021 | LnT | 053 | TCPIP_LnT_9600 | GSM | Feeder | 2551 | 208 | 11 KV SULEMAN DEOLA GAOTHAN | 054027 | 33/11 KV. S/S DHANORA
X1347526 | DLMS-Secure | 055 | TCPIP_DLMS | GSM | Feeder | 2551 | 204 | KADA GRAM UDYAOG | 054124 | TAKALI AMIYA
00567422 | DLMS-HPL | 076 | TCPIP_DLMS | GSM | Feeder | 2551 | 202 | 11 KV DHAMANGAON | 054033 | 33/11 KV. S/S DHAMANGAON
14089095 | LnT | 053 | TCPIP_LnT_9600 | GSM | Feeder | 2551 | 204 | EXPRESS FEEDER 1 KATTAL KHANA | 055001 | 33/11 KV PARGAON JOGESHWARI
12023315 | LnT | 053 | TCPIP_LnT_9600 | GSM | Feeder | 2551 | 203 | 11 KV PIMPALGAON DANI | 054126 | 33/11 KV WAHIRA SUB STATION
12023253 | LnT | 053 | TCPIP_LnT_9600 | GSM | Feeder | 2551 | 201 | 11 KV NIMGAON BODKHA | 054126 | 33/11 KV WAHIRA SUB STATION
12023290 | LnT | 053 | TCPIP_LnT_9600 | GSM | Feeder | 2551 | 202 | 11 KV WAHIRA | 054126 | 33/11 KV WAHIRA SUB STATION
12023323 | LnT | 053 | TCPIP_LnT_9600 | GSM | Feeder | 2551 | 203 | 11 KV PIMPALGAON GHAT | 054127 | 33/11 KV DAULAWADGAON SUB STATION
12023247 | LnT | 053 | TCPIP_LnT_9600 | GSM | Feeder | 2551 | 201 | 11 TAKALI AMIYA | 054124 | TAKALI AMIYA
12023346 | LnT | 053 | TCPIP_LnT_9600 | GSM | Feeder | 2551 | 203 | 11 KV SARATEWADGAON | 054124 | TAKALI AMIYA
12023223 | LnT | 053 | TCPIP_LnT_9600 | GSM | Feeder | 2551 | 202 | 11 KV CHOBHA NIMGAON | 054124 | TAKALI AMIYA
12023261 | LnT | 053 | TCPIP_LnT_9600 | GSM | Feeder | 2551 | 201 | 11 KV SALEWADGAON | 054127 | 33/11 KV DAULAWADGAON SUB STATION
X0398456 | DLMS-Secure | 055 | NON_AMR_MODEM | GSM | Feeder | 2551 | 204 | KOYAL | 054097 | 33/11 KV. S/S PIMPALA
X0398459 | DLMS-Secure | 055 | NON_AMR_MODEM | GSM | Feeder | 2551 | 202 | 11 KV. PARODI | 054097 | 33/11 KV. S/S PIMPALA
X0400710 | DLMS-Secure | 055 | NON_AMR_MODEM | GSM | Feeder | 2551 | 201 | 11 KV. PIMPALA | 054097 | 33/11 KV. S/S PIMPALA
08023027 | DLMS-Genus | 065 | TCPIP_DLMS | GSM | Feeder | 2551 | 203 | 11 KV DEVINIMGAON | 054029 | 33/11 KV. S/S KADA
00567296 | DLMS-HPL | 076 | TCPIP_HSPL | GSM | Feeder | 2551 | 207 | 11 KV SHIRAPUR GAOTHAN | 054027 | 33/11 KV. S/S DHANORA
X0402274 | Secure | 055 | TCPIP_Secure | GSM | Feeder | 2551 | 204 | 11 KV. AMBORA | 054027 | 33/11 KV. S/S DHANORA
X0402267 | Secure | 055 | TCPIP_Secure | GSM | Feeder | 2551 | 202 | 11 KV. SULEMAN DEVLA | 054027 | 33/11 KV. S/S DHANORA
18109288 | DLMS-LnT | 053 | TCPIP_DLMS | GSM | Feeder | 2551 | 203 | 11 KV PANGRA AG | 054177 | 33/11 KV PANGRA SUBSTATION
18058356 | DLMS-LnT | 053 | TCPIP_DLMS | GSM | Feeder | 2551 | 202 | 11 KV NAGTALA AG | 054177 | 33/11 KV PANGRA SUBSTATION
18058413 | DLMS-LnT | 053 | TCPIP_DLMS | GSM | Feeder | 2551 | 201 | 11 KV MAHINDA GOTHAN | 054177 | 33/11 KV PANGRA SUBSTATION
00567376 | DLMS-HPL | 076 | TCPIP_DLMS | GSM | Feeder | 2551 | 201 | 11 KV. DEULGAON GHAT FEEDER | 054076 | 33 KV. MASOBACHIWADI S/S
X0400172 | Secure | 055 | TCPIP_DLMS | GSM | Feeder | 2551 | 204 | 11 KV INDUSTRIAL FEEDER | 054029 | 33/11 KV. S/S KADA
X0494529 | DLMS-Secure | 055 | TCPIP_DLMS | GSM | Feeder | 2551 | 204 | EXPRESS FEEDER | 054127 | 33/11 KV DAULAWADGAON SUB STATION
X1603031 | DLMS-Secure | 055 | TCPIP_DLMS | GSM | Feeder | 2551 | 202 | 11 KV JALGAON AG | 054184 | 33/11 KV SHERI KADA KARKHANA
X1722325 | DLMS-Secure | 055 | TCPIP_DLMS | GSM | Feeder | 2551 | 201 | 11 KV JALGAON GAOTHAN | 054184 | 33/11 KV SHERI KADA KARKHANA
X1603090 | DLMS-Secure | 055 | TCPIP_DLMS | GSM | Feeder | 2551 | 203 | 11 KV MANDHAVA AG | 054184 | 33/11 KV SHERI KADA KARKHANA
X0402276 | DLMS-Secure | 055 | TCPIP_DLMS | GSM | Feeder | 2551 | 203 | 11 KV. HANUMATGAON | 054093 | 33 KV SIRALA S/S AST
X0402264 | DLMS-Secure | 055 | TCPIP_DLMS | GSM | Feeder | 2551 | 202 | 11 KV DOITHAN AG FEEDER | 054129 | 33/11 KV DOITHAN S/S
X0400718 | DLMS-Secure | 055 | TCPIP_DLMS | GSM | Feeder | 2551 | 202 | WALUNJ | 055001 | 33/11 KV PARGAON JOGESHWARI
X0400181 | DLMS-Secure | 055 | TCPIP_DLMS | GSM | Feeder | 2551 | 202 | 11 KV. DHIRADI | 054093 | 33 KV SIRALA S/S AST
X0400184 | DLMS-Secure | 055 | TCPIP_DLMS | GSM | Feeder | 2551 | 203 | BHRAMAGAON | 054120 | 33/11 KV ASHTI
X0400174 | DLMS-Secure | 055 | TCPIP_DLMS | GSM | Feeder | 2551 | 201 | ASHTI URBAN | 054120 | 33/11 KV ASHTI
X0400173 | DLMS-Secure | 055 | TCPIP_DLMS | GSM | Feeder | 2551 | 202 | 11 KV. KERUL | 054029 | 33/11 KV. S/S KADA
X0400182 | DLMS-Secure | 055 | TCPIP_DLMS | GSM | Feeder | 2551 | 201 | 11 KV. KADA GAONTHAN | 054029 | 33/11 KV. S/S KADA
X0400175 | DLMS-Secure | 055 | TCPIP_DLMS | GSM | Feeder | 2551 | 202 | MURSHADPUR | 054120 | 33/11 KV ASHTI
X0400159 | DLMS-Secure | 055 | TCPIP_DLMS | GSM | Feeder | 2551 | 203 | PARGAON(J) | 055001 | 33/11 KV PARGAON JOGESHWARI
X0402253 | DLMS-Secure | 055 | TCPIP_DLMS | GSM | Feeder | 2551 | 201 | 11 KV. SHIRALA | 054093 | 33 KV SIRALA S/S AST
X0400712 | DLMS-Secure | 055 | TCPIP_DLMS | GSM | Feeder | 2551 | 201 | TAKALSINGH | 055001 | 33/11 KV PARGAON JOGESHWARI
08023504 | DLMS-Genus | 065 | TCPIP_DLMS | GSM | Feeder | 2551 | 204 | 11 KV SURDI GAONTHAN | 054129 | 33/11 KV DOITHAN S/S
X1304731 | DLMS-Secure | 055 | TCPIP_DLMS | GSM | Feeder | 2551 | 202 | 11 KV ARANVIHRA FEEDER | 054181 | 33/11 KV SAWARGAON
X1304754 | DLMS-Secure | 055 | TCPIP_DLMS | GSM | Feeder | 2551 | 203 | 11 KV SAWARGAON FEEDER | 054181 | 33/11 KV SAWARGAON
X1304745 | DLMS-Secure | 055 | TCPIP_DLMS | GSM | Feeder | 2551 | 201 | 11 KV SHEDALA FEEDER | 054181 | 33/11 KV SAWARGAON
X0402992 | DLMS-Secure | 055 | TCPIP_DLMS | GSM | Feeder | 2551 | 203 | 11 KV DOITHAN GAONTHAN | 054129 | 33/11 KV DOITHAN S/S
X0402261 | DLMS-Secure | 055 | TCPIP_DLMS | GSM | Feeder | 2551 | 201 | 11 KV PATANSAGAVI AG | 054033 | 33/11 KV. S/S DHAMANGAON
08023506 | DLMS-Genus | 065 | TCPIP_DLMS | GSM | Feeder | 2551 | 204 | DHAMANGAON GAOTHAN | 054033 | 33/11 KV. S/S DHAMANGAON
08023505 | DLMS-Genus | 065 | TCPIP_DLMS | GSM | Feeder | 2551 | 205 | 11KV SANGAVI GAOTHAN | 054033 | 33/11 KV. S/S DHAMANGAON
X1304725 | DLMS-Secure | 055 | TCPIP_DLMS | GSM | Feeder | 2551 | 204 | 11 KV KHASBAG | 054120 | 33/11 KV ASHTI
X1284448 | DLMS-Secure | 055 | TCPIP_DLMS | GSM | Feeder | 2551 | 208 | 11 KV KHADKAT | 055001 | 33/11 KV PARGAON JOGESHWARI
X1304732 | DLMS-Secure | 055 | TCPIP_DLMS | GSM | Feeder | 2551 | 207 | 11 KV SANGVI | 055001 | 33/11 KV PARGAON JOGESHWARI
X1284447 | DLMS-Secure | 055 | TCPIP_DLMS | GSM | Feeder | 2551 | 206 | 11 KV TAWALWADI | 055001 | 33/11 KV PARGAON JOGESHWARI
X1304690 | DLMS-Secure | 055 | TCPIP_DLMS | GSM | Feeder | 2551 | 206 | 11 KV VINAYAK NAGAR | 054120 | 33/11 KV ASHTI
X0400176 | DLMS-Secure | 055 | TCPIP_DLMS | GSM | Feeder | 2551 | 202 | 11 KV. KARANJI FEEDER | 054075 | 33/11 KV. POKHARI S/S
17270620 | DLMS-LnT | 053 | TCPIP_DLMS | GSM | Feeder | 2551 | 205 | TAKAL SAWANGI | 057003 | 132/11 KV. S/S ASHTI
X0402275 | Secure | 055 | TCPIP_Secure | GSM | Feeder | 2551 | 205 | 11 KV DHANORA | 054027 | 33/11 KV. S/S DHANORA
X0402265 | DLMS-Secure | 055 | TCPIP_DLMS | GSM | Feeder | 2551 | 201 | 11 KV SURDI AG FEEDER | 054129 | 33/11 KV DOITHAN S/S
X0402260 | DLMS-Secure | 055 | TCPIP_DLMS | GSM | Feeder | 2551 | 203 | 11 KV. LONI | 054097 | 33/11 KV. S/S PIMPALA
03361233 | Genus | 065 | TCPIP_Genus | GSM | Feeder | 2518 | 201 | 11 KV. GORE FEEDER | 054082 | 33/11 KV. MIDC S/S, BEED
17271630 | DLMS-LnT | 053 | TCPIP_DLMS | GSM | Feeder | 2518 | 202 | 11KV AHER WADGAON FEEDER | 054116 | 33/11 KV BARSHI ROAD S/ST
03015465 | Genus | 065 | TCPIP_Genus | GSM | Feeder | 2518 | 202 | 11 KV. JALNA ROAD FEEDER | 054050 | 33/11 KV. MALIVES S/S, BEED
14675481 | DLMS-LnT | 053 | TCPIP_DLMS | GSM | Feeder | 2518 | 201 | 11 KV WASANWADI AG FEEDER | 054125 | 33/11 KV JALANA ROAD S/STN
11533106 | LnT | 053 | TCPIP_LnT_9600 | GSM | Feeder | 2518 | 205 | 11 KV JAIN PATRA FEEDER | 054125 | 33/11 KV JALANA ROAD S/STN
14675480 | DLMS-LnT | 053 | TCPIP_DLMS | GSM | Feeder | 2518 | 204 | 11 KV EXPRESS CIVIL HOSPITAL FEEDER | 054061 | 33/11 KV. DHANORA ROAD S/S
03015452 | Genus | 065 | TCPIP_Genus | GSM | Feeder | 2518 | 204 | 11 KV BAHIRWADI FEEDER | 054082 | 33/11 KV. MIDC S/S, BEED
14675478 | DLMS-LnT | 053 | TCPIP_DLMS | GSM | Feeder | 2518 | 207 | 11 KV Natyagruh feeder | 054061 | 33/11 KV. DHANORA ROAD S/S
03016748 | Genus | 065 | TCPIP_Genus | GSM | Feeder | 2518 | 202 | 11 KV KANKALESHWAR FEEDER | 057001 | 132/11 KV S/S, BEED
17223730 | DLMS-LnT | 053 | TCPIP_DLMS | GSM | Feeder | 2518 | 204 | 11 KV JYOTIBA FEEDER | 054116 | 33/11 KV BARSHI ROAD S/ST
03016739 | Genus | 065 | TCPIP_Genus | GSM | Feeder | 2518 | 206 | 11 K V KHASBAG DEVI SPARE FEEDER | 057001 | 132/11 KV S/S, BEED
XB489568 | DLMS-Secure | 055 | TCPIP_DLMS | GSM | Feeder | 2518 | 204 | 11KV VIJAY TALKIES FEEDER | 054050 | 33/11 KV. MALIVES S/S, BEED
XC413629 | DLMS-Secure | 055 | TCPIP_DLMS | GSM | Feeder | 2518 | 206 | 11 KV TILAK ROAD NEW FEEDER | 054050 | 33/11 KV. MALIVES S/S, BEED
XC413601 | DLMS-Secure | 055 | TCPIP_DLMS | GSM | Feeder | 2518 | 207 | 11 KV JILLHA PARISHAD NEW FEEDER | 054050 | 33/11 KV. MALIVES S/S, BEED
X1093405 | DLMS-Secure | 055 | TCPIP_DLMS | GSM | Feeder | 2518 | 201 | 11 KV DOODH DAIRY FEEDER | 054116 | 33/11 KV BARSHI ROAD S/ST
X1093124 | DLMS-Secure | 055 | TCPIP_DLMS | GSM | Feeder | 2518 | 203 | 11KV PALI FEEDER | 054116 | 33/11 KV BARSHI ROAD S/ST
X0239550 | DLMS-Secure | 055 | TCPIP_DLMS | GSM | Feeder | 2518 | 205 | 11 KV SOMESHWAR NEW FEEDER | 054116 | 33/11 KV BARSHI ROAD S/ST
14676126 | DLMS-LnT | 053 | TCPIP_DLMS | GSM | Feeder | 2518 | 201 | 11 KV. DHANORA ROAD FEEDER | 054061 | 33/11 KV. DHANORA ROAD S/S
X0239566 | DLMS-Secure | 055 | TCPIP_DLMS | GSM | Feeder | 2518 | 202 | 11 KV NAGAR ROAD FEEDER | 054061 | 33/11 KV. DHANORA ROAD S/S
X0399539 | DLMS-Secure | 055 | TCPIP_DLMS | GSM | Feeder | 2518 | 205 | 11 KV. NALWANDI FEEDER | 057001 | 132/11 KV S/S, BEED
10009425 | LnT | 053 | TCPIP_LnT_9600 | GSM | Feeder | 2518 | 205 | 11 KV BALEPEER FEEDER | 054061 | 33/11 KV. DHANORA ROAD S/S
03015471 | Genus | 065 | TCPIP_Genus | GSM | Feeder | 2518 | 206 | 11 KV KALA HANUMAN THANA | 054082 | 33/11 KV. MIDC S/S, BEED
08023028 | DLMS-Genus | 065 | TCPIP_DLMS | GSM | Feeder | 2518 | 201 | 11 KV Gawli Baba Feeder | 054151 | 33/11 KV KHAPAR-PANGARI S/Stn
X0399542 | DLMS-Secure | 055 | TCPIP_DLMS | GSM | Feeder | 2518 | 201 | 11 KV BARSHI NAKA FEEDER | 057001 | 132/11 KV S/S, BEED
17270621 | DLMS-LnT | 053 | TCPIP_DLMS | GSM | Feeder | 2518 | 204 | 11 KV PANGRI ROAD FEEDER | 057001 | 132/11 KV S/S, BEED
X1093157 | DLMS-Secure | 055 | TCPIP_DLMS | GSM | Feeder | 2518 | 201 | 11 KV OFFICE FEEDER ( SUBDIVISION) | 054050 | 33/11 KV. MALIVES S/S, BEED
00307522 | DLMS-HPL | 076 | TCPIP_DLMS | GSM | Feeder | 2518 | 206 | 11KV COLLECTOR OFFICE EXPRESS FEEDER | 054061 | 33/11 KV. DHANORA ROAD S/S
03361329 | Genus | 065 | TCPIP_Genus | GSM | Feeder | 2518 | 202 | 11 KV. N.K. FEEDER | 054082 | 33/11 KV. MIDC S/S, BEED
14675482 | DLMS-LnT | 053 | TCPIP_DLMS | GSM | Feeder | 2518 | 401 | 33 KV DHANORA BACKUP SPARE FEEDER | 054061 | 33/11 KV. DHANORA ROAD S/S
17270449 | DLMS-LnT | 053 | TCPIP_DLMS | GSM | Feeder | 2518 | 203 | 11 KV INDUSTRIAL FEEDER | 057001 | 132/11 KV S/S, BEED
X1093286 | DLMS-Secure | 055 | TCPIP_DLMS | GSM | Feeder | 2518 | 204 | 11 KV VITTHAL MANDIR FEEDER | 054125 | 33/11 KV JALANA ROAD S/STN
X1093265 | DLMS-Secure | 055 | TCPIP_DLMS | GSM | Feeder | 2518 | 202 | 11 KV SHANTAI FEEDER | 054125 | 33/11 KV JALANA ROAD S/STN
X1093316 | DLMS-Secure | 055 | TCPIP_DLMS | GSM | Feeder | 2518 | 203 | 11 KV MONDHA ROAD FEEDER | 054050 | 33/11 KV. MALIVES S/S, BEED
08026863 | DLMS-Genus | 065 | TCPIP_DLMS | GSM | Feeder | 2518 | 202 | 11 KV SHIVNERI FEEDER | 054151 | 33/11 KV KHAPAR-PANGARI S/Stn
X1082480 | DLMS-Secure | 055 | TCPIP_DLMS | GSM | Feeder | 2518 | 203 | 11KV POLYTECHNIC COLLEGE FEEDER | 054082 | 33/11 KV. MIDC S/S, BEED
00567508 | DLMS-HPL | 076 | TCPIP_DLMS | GSM | Feeder | 2518 | 205 | 11 KV MAULI FEEDER | 054082 | 33/11 KV. MIDC S/S, BEED
11115393 | LnT | 053 | TCPIP_LnT_9600 | GSM | Feeder | 2518 | 203 | 11KV AMBIKA NAGAR FEEDER | 054125 | 33/11 KV JALANA ROAD S/STN
03002821 | Genus | 065 | TCPIP_Genus | GSM | Feeder | 2542 | 203 | 11 KV MANEWADI | 054117 | 33/11 KV RuiGhavhan
X0400711 | DLMS-Secure | 055 | TCPIP_DLMS | GSM | Feeder | 2542 | 201 | 11 KV GHATSAVLI FEEDER | 054112 | 33/11 KV GHATSAVLI SS
X0853444 | DLMS-Secure | 055 | TCPIP_DLMS | GSM | Feeder | 2542 | 201 | 11 KV LIMBAGANESH AG | 054032 | 33/11 KV. S.S LIMBAGANESH
08023029 | DLMS-Genus | 065 | TCPIP_DLMS | GSM | Feeder | 2542 | 206 | 11 KV KUKKADGAON | 054034 | 33/11 KV. S/S PENDGAON
X0398457 | DLMS-Secure | 055 | TCPIP_DLMS | GSM | Feeder | 2542 | 202 | 11 KV. NATHAPUR | 054009 | 33 KV. S/S NATHPUR
X0400714 | DLMS-Secure | 055 | TCPIP_DLMS | GSM | Feeder | 2542 | 202 | 11 KV. GHATSAWALI FEEDER | 054036 | 33/11 KV. PIMPALNER S/S
X0398464 | DLMS-Secure | 055 | TCPIP_DLMS | GSM | Feeder | 2542 | 204 | 11 KV. RAMPURI FEEDER | 054009 | 33 KV. S/S NATHPUR
X0398460 | DLMS-Secure | 055 | TCPIP_DLMS | GSM | Feeder | 2542 | 205 | 11 KV. GUNDA FEEDER | 054009 | 33 KV. S/S NATHPUR
X0398462 | DLMS-Secure | 055 | TCPIP_DLMS | GSM | Feeder | 2542 | 203 | 11 KV WALIPUR FEEDER | 054112 | 33/11 KV GHATSAVLI SS
X0400163 | DLMS-Secure | 055 | TCPIP_DLMS | GSM | Feeder | 2542 | 201 | 11 KV. RAJURI FEEDER | 054081 | 33/11 KV. RAJURI (N) S/S
X0398461 | DLMS-Secure | 055 | TCPIP_DLMS | GSM | Feeder | 2542 | 202 | 11 KV MAINDA FEEDER | 054112 | 33/11 KV GHATSAVLI SS
00310597 | DLMS-HPL | 076 | TCPIP_HSPL | GSM | Feeder | 2542 | 203 | 11 KV TANDALWADI AG FEEDER | 054071 | 33/11 KV. KHADKIKHAT S/S
X1093329 | DLMS-Secure | 055 | TCPIP_DLMS | GSM | Feeder | 2542 | 201 | 11 KV DOKEWADA TALAV FEEDER | 054123 | 33/11KV PIMPALWADI S/Sn
17223736 | DLMS-LnT | 053 | TCPIP_DLMS | GSM | Feeder | 2542 | 204 | RAJURI GAOTHAN | 054028 | 33/11 KV BELORA
X1304751 | DLMS-Secure | 055 | TCPIP_DLMS | GSM | Feeder | 2542 | 205 | 11 KV SADGURU EXPRESS FEEDER | 054036 | 33/11 KV. PIMPALNER S/S
XC436053 | DLMS-Secure | 055 | TCPIP_DLMS | GSM | Feeder | 2542 | 401 | 33 KV GAJANAN SOOT GIRNI | 054059 | 33/11 KV. S/S/ MHALASJAWALA
08023725 | DLMS-Genus | 065 | TCPIP_DLMS | GSM | Feeder | 2542 | 201 | 11 KV. TADSONA FEEDER | 054036 | 33/11 KV. PIMPALNER S/S
08023690 | DLMS-Genus | 065 | TCPIP_DLMS | GSM | Feeder | 2542 | 201 | 11 KV. NEKNOOR FEEDER | 054016 | 33/11 KV, YALLAMB GHAT
X1162947 | DLMS-Secure | 055 | TCPIP_DLMS | GSM | Feeder | 2542 | 207 | 11 KV CHOUSALA SOLAR MSKPY | 054003 | 33/11 KV. CHOUSALA
04579232 | DLMS-Genus | 065 | TCPIP_DLMS | GSM | Feeder | 2542 | 205 | 11KV CHARHATA-GAONTHAN | 054081 | 33/11 KV. RAJURI (N) S/S
X1082483 | DLMS-Secure | 055 | TCPIP_DLMS | GSM | Feeder | 2542 | 205 | 11 KV MORGAON | 054058 | 33/11 KV. MANJARSUMBA
X1444500 | DLMS-Secure | 055 | TCPIP_DLMS | GSM | Feeder | 2542 | 207 | MKSVY NATHAPUR SOLAR FEEDER | 054009 | 33 KV. S/S NATHPUR
X1082504 | DLMS-Secure | 055 | TCPIP_DLMS | GSM | Feeder | 2542 | 202 | 11 KV KHADKIGHAT -G- FEEDER | 054071 | 33/11 KV. KHADKIKHAT S/S
08026991 | DLMS-Genus | 065 | TCPIP_DLMS | GSM | Feeder | 2542 | 203 | 11 KV. WANJARWADI FEEDER | 054081 | 33/11 KV. RAJURI (N) S/S
04579234 | DLMS-Genus | 065 | TCPIP_DLMS | GSM | Feeder | 2542 | 204 | 11KV RAJURI-GAONTHAN | 054081 | 33/11 KV. RAJURI (N) S/S
X1082478 | DLMS-Secure | 055 | TCPIP_DLMS | GSM | Feeder | 2542 | 209 | 11 KV MANJARSUMBA GAOTHAN | 054058 | 33/11 KV. MANJARSUMBA
X1082486 | DLMS-Secure | 055 | TCPIP_DLMS | GSM | Feeder | 2542 | 208 | 11 KV. KAREGAVAN FEEDER -G- | 054016 | 33/11 KV, YALLAMB GHAT
X1093659 | DLMS-Secure | 055 | TCPIP_DLMS | GSM | Feeder | 2542 | 202 | 11 KV. KALEGAON FEEDER | 054059 | 33/11 KV. S/S/ MHALASJAWALA
X1093682 | DLMS-Secure | 055 | TCPIP_DLMS | GSM | Feeder | 2542 | 201 | 11 KV SHIVNI FEEDER | 054053 | 33/11 KV. S/S SHIVNI
17223727 | DLMS-LnT | 053 | TCPIP_DLMS | GSM | Feeder | 2542 | 201 | 11 KV. S. PIMPARI | 054028 | 33/11 KV BELORA
14033823 | LnT | 053 | TCPIP_LnT_9600 | GSM | Feeder | 2542 | 203 | SAKSHAL PIMRI GAVTHAN | 054152 | 33/11 KV SAKSHAL PIMPRI S/Stn
03002799 | Genus | 065 | TCPIP_Genus | GSM | Feeder | 2542 | 203 | 11KV GAVARI | 054058 | 33/11 KV. MANJARSUMBA
03002844 | Genus | 065 | TCPIP_Genus | GSM | Feeder | 2542 | 201 | 11 KV. SAFEPUR | 054058 | 33/11 KV. MANJARSUMBA
X0400161 | DLMS-Secure | 055 | TCPIP_DLMS | GSM | Feeder | 2542 | 203 | 11 KV. PENDGAON FEEDER | 054034 | 33/11 KV. S/S PENDGAON
04579331 | DLMS-Genus | 065 | TCPIP_DLMS | GSM | Feeder | 2542 | 206 | 11 KV. TELGAON LIS FEEDER | 054009 | 33 KV. S/S NATHPUR
X1082505 | DLMS-Secure | 055 | TCPIP_DLMS | GSM | Feeder | 2542 | 204 | 11 KV BORFADI FEEDER | 054053 | 33/11 KV. S/S SHIVNI
X1093617 | DLMS-Secure | 055 | TCPIP_DLMS | GSM | Feeder | 2542 | 210 | 11KV NEKNOOR -G-FEEDER | 054016 | 33/11 KV, YALLAMB GHAT
17271623 | DLMS-LnT | 053 | TCPIP_DLMS | GSM | Feeder | 2542 | 204 | 11 KV. HINGNI FEEDER | 054003 | 33/11 KV. CHOUSALA
17271628 | DLMS-LnT | 053 | TCPIP_DLMS | GSM | Feeder | 2542 | 201 | 11 KV LONIGHAT | 054117 | 33/11 KV RuiGhavhan
17271624 | DLMS-LnT | 053 | TCPIP_DLMS | GSM | Feeder | 2542 | 201 | 11 KV. CHOUSALA | 054003 | 33/11 KV. CHOUSALA
17271632 | DLMS-LnT | 053 | TCPIP_DLMS | GSM | Feeder | 2542 | 207 | 11 KV. CHAKARWADI FEEDER -G- | 054016 | 33/11 KV, YALLAMB GHAT
17271631 | DLMS-LnT | 053 | TCPIP_DLMS | GSM | Feeder | 2542 | 206 | 11 KV. YELLAMB GHAT | 054016 | 33/11 KV, YALLAMB GHAT
17271629 | DLMS-LnT | 053 | TCPIP_DLMS | GSM | Feeder | 2542 | 209 | 11 KV. YELLAMB GHAT -G- FEEDER | 054016 | 33/11 KV, YALLAMB GHAT
X0400168 | DLMS-Secure | 055 | TCPIP_DLMS | GSM | Feeder | 2542 | 202 | 11 KV. KURLA FEEDER | 054034 | 33/11 KV. S/S PENDGAON
08039462 | LnT | 053 | TCPIP_LNT | GSM | Feeder | 2542 | 203 | 11 KV INDESTRIAL FEEDER | 054053 | 33/11 KV. S/S SHIVNI
07355337 | LnT | 053 | TCPIP_LNT | GSM | Feeder | 2542 | 202 | 11 MOCHI PIMPALGAON | 054053 | 33/11 KV. S/S SHIVNI
14033754 | LnT | 053 | TCPIP_LnT_9600 | GSM | Feeder | 2542 | 206 | 11 KV SAFEPUR GAOTHAN | 054058 | 33/11 KV. MANJARSUMBA
07355386 | LnT | 053 | TCPIP_LNT | GSM | Feeder | 2542 | 205 | 11 KV ANJANWATI | 054003 | 33/11 KV. CHOUSALA
07355369 | LnT | 053 | TCPIP_LNT | GSM | Feeder | 2542 | 202 | 11 KV. SULTANPUR | 054003 | 33/11 KV. CHOUSALA
14033810 | LnT | 053 | TCPIP_LnT_9600 | GSM | Feeder | 2542 | 201 | 11 KV NARAYAN GAD | 054152 | 33/11 KV SAKSHAL PIMPRI S/Stn
14046443 | LnT | 053 | TCPIP_LnT_9600 | GSM | Feeder | 2542 | 203 | 11 KV PARGAON G | 054164 | 33/11 KV SHIRAS PARGAON
00307608 | DLMS-HPL | 076 | TCPIP_DLMS | GSM | Feeder | 2542 | 202 | 11 KV NALWANDI G | 054103 | 33/11 KV NALWANDI SUB-STATION
03002803 | Genus | 065 | TCPIP_Genus | GSM | Feeder | 2542 | 206 | 11 KV PALSINGAN | 054003 | 33/11 KV. CHOUSALA
03361201 | Genus | 065 | TCPIP_Genus | GSM | Feeder | 2542 | 203 | 11 KV. S. BORGAON | 054003 | 33/11 KV. CHOUSALA
00567502 | DLMS-HPL | 076 | TCPIP_DLMS | GSM | Feeder | 2542 | 201 | 11KV RANJEGAON | 054009 | 33 KV. S/S NATHPUR
00567447 | DLMS-HPL | 076 | TCPIP_DLMS | GSM | Feeder | 2542 | 203 | 11 KV. SANDARWAN FEEDER | 054009 | 33 KV. S/S NATHPUR
00310178 | DLMS-HPL | 076 | TCPIP_HSPL | GSM | Feeder | 2542 | 203 | 11 KV. TANDELWADI | 054016 | 33/11 KV, YALLAMB GHAT
00467245 | DLMS-HPL | 076 | TCPIP_DLMS | GSM | Feeder | 2542 | 201 | 11 KV. KHADKIGHAT AG FEEDER | 054071 | 33/11 KV. KHADKIKHAT S/S
X1093290 | DLMS-Secure | 055 | TCPIP_DLMS | GSM | Feeder | 2542 | 202 | 11 KV SAKSHAL PIMRI AG | 054152 | 33/11 KV SAKSHAL PIMPRI S/Stn
03015461 | Genus | 065 | TCPIP_Genus | GSM | Feeder | 2542 | 206 | 11 KV WANJARWADI GFSS FEEDER | 054081 | 33/11 KV. RAJURI (N) S/S
05038510 | DLMS-HPL | 076 | TCPIP_DLMS | GSM | Feeder | 2542 | 204 | 11 KV. MIDC PENDGAON | 054034 | 33/11 KV. S/S PENDGAON
24000553 | DLMS-LnT | 053 | TCPIP_DLMS | GSM | Feeder | 2542 | 205 | 11 KV RAJKAMAL SOLAR | 054028 | 33/11 KV BELORA
05038416 | DLMS-HPL | 076 | TCPIP_DLMS | GSM | Feeder | 2542 | 205 | 11 KV KUMSHI NEW FEEDER | 054034 | 33/11 KV. S/S PENDGAON
18058393 | DLMS-LnT | 053 | TCPIP_DLMS | GSM | Feeder | 2542 | 203 | 11 KV JEBAPIMPRI | 054179 | 33/11 KV JEBAPIMPRI-CHANDEGAON
18058339 | DLMS-LnT | 053 | TCPIP_DLMS | GSM | Feeder | 2542 | 201 | 11 KV CHANDEGAON | 054179 | 33/11 KV JEBAPIMPRI-CHANDEGAON
20299520 | DLMS-LnT | 053 | TCPIP_DLMS | GSM | Feeder | 2542 | 205 | MKSVY LIMBAGANESH SOLAR FEEDER | 054032 | 33/11 KV. S.S LIMBAGANESH
00571168 | DLMS-HPL | 076 | TCPIP_DLMS | GSM | Feeder | 2542 | 207 | MKSVY NATHAPUR SOLAR FEEDER | 054009 | 33 KV. S/S NATHPUR
05038447 | DLMS-HPL | 076 | TCPIP_DLMS | GSM | Feeder | 2542 | 202 | RAJURI AGRI | 054028 | 33/11 KV BELORA
00310172 | DLMS-HPL | 076 | TCPIP_DLMS | GSM | Feeder | 2542 | 204 | 11 KV W. BHABHULGAON | 054016 | 33/11 KV, YALLAMB GHAT
00567305 | DLMS-HPL | 076 | TCPIP_DLMS | GSM | Feeder | 2542 | 205 | 11 KV. CHAKARWADI | 054016 | 33/11 KV, YALLAMB GHAT
03002822 | Genus | 065 | TCPIP_Genus | GSM | Feeder | 2542 | 204 | 11 KV LIMBAGANESH G | 054032 | 33/11 KV. S.S LIMBAGANESH
03002850 | Genus | 065 | TCPIP_Genus | GSM | Feeder | 2542 | 202 | 11 KV. KALEWADI | 054032 | 33/11 KV. S.S LIMBAGANESH
03361322 | Genus | 065 | TCPIP_Genus | GSM | Feeder | 2542 | 203 | 11 KV. BORKHED | 054032 | 33/11 KV. S.S LIMBAGANESH
03002818 | Genus | 065 | TCPIP_Genus | GSM | Feeder | 2542 | 202 | 11 KV WADWANA | 054117 | 33/11 KV RuiGhavhan
X0400169 | DLMS-Secure | 055 | TCPIP_DLMS | GSM | Feeder | 2542 | 203 | 11KV S. PIMPARI -G- FEEDER | 054028 | 33/11 KV BELORA
17103840 | LnT | 053 | TCPIP_DLMS | GSM | Feeder | 2542 | 203 | 11 KV JARUD AG | 054103 | 33/11 KV NALWANDI SUB-STATION
17103842 | LnT | 053 | TCPIP_DLMS | GSM | Feeder | 2542 | 204 | 11 KV JARUD G | 054103 | 33/11 KV NALWANDI SUB-STATION
00567010 | DLMS-HPL | 076 | TCPIP_DLMS | GSM | Feeder | 2542 | 204 | NEW TANDALWADI | 054071 | 33/11 KV. KHADKIKHAT S/S
08026770 | DLMS-Genus | 065 | TCPIP_DLMS | GSM | Feeder | 2542 | 202 | 11 KV. KAREGAVAN | 054016 | 33/11 KV, YALLAMB GHAT
X2025369 | DLMS-Secure | 055 | TCPIP_DLMS | GSM | Feeder | 2542 | 208 | 11 KV BHUSHAN EXPRESS | 054003 | 33/11 KV. CHOUSALA
X1093464 | DLMS-Secure | 055 | TCPIP_DLMS | GSM | Feeder | 2542 | 201 | 11 KV MIDC Namalgaon | 054168 | 33/11 KV NAMALGAON
X1093217 | DLMS-Secure | 055 | TCPIP_DLMS | GSM | Feeder | 2542 | 202 | 11 KV SHHIOD | 054168 | 33/11 KV NAMALGAON
04579330 | DLMS-Genus | 065 | TCPIP_DLMS | GSM | Feeder | 2542 | 203 | 11KV GUNDHA NEW FEEDER | 054036 | 33/11 KV. PIMPALNER S/S
X1093222 | DLMS-Secure | 055 | TCPIP_DLMS | GSM | Feeder | 2542 | 202 | 11 KV PARGAON AG | 054164 | 33/11 KV SHIRAS PARGAON
X1093379 | DLMS-Secure | 055 | TCPIP_DLMS | GSM | Feeder | 2542 | 201 | 11 KV DAGDI SHAHAJANPUR | 054164 | 33/11 KV SHIRAS PARGAON
X1093145 | DLMS-Secure | 055 | TCPIP_DLMS | GSM | Feeder | 2542 | 202 | 11 KV BHALWANI FEEDER | 054123 | 33/11KV PIMPALWADI S/Sn
00307185 | DLMS-HPL | 076 | TCPIP_DLMS | GSM | Feeder | 2542 | 201 | 11 KV NALWANDI AG FEEDER | 054103 | 33/11 KV NALWANDI SUB-STATION
XD452943 | DLMS-Secure | 055 | TCPIP_DLMS | GSM | Feeder | 2542 | 204 | 11 KV NARMADADEVI FEEDER | 054112 | 33/11 KV GHATSAVLI SS
XC439913 | DLMS-Secure | 055 | TCPIP_DLMS | GSM | Feeder | 2542 | 208 | 11 KV UDAND WADGAON FEEDER | 054058 | 33/11 KV. MANJARSUMBA
XC439924 | DLMS-Secure | 055 | TCPIP_DLMS | GSM | Feeder | 2542 | 204 | 11 KV KARCHUNDI | 054058 | 33/11 KV. MANJARSUMBA
X1162946 | DLMS-Secure | 055 | TCPIP_DLMS | GSM | Feeder | 2542 | 207 | 11 KV CHOUSALA SOLAR MSKPY | 054003 | 33/11 KV. CHOUSALA
X1304696 | DLMS-Secure | 055 | TCPIP_DLMS | GSM | Feeder | 2542 | 205 | MKSVY LIMBAGANESH SOLAR FEEDER | 054032 | 33/11 KV. S.S LIMBAGANESH
08023507 | DLMS-Genus | 065 | TCPIP_DLMS | GSM | Feeder | 2542 | 201 | 11 KV. SIDDOD FEEDER | 054034 | 33/11 KV. S/S PENDGAON
X1304719 | DLMS-Secure | 055 | TCPIP_DLMS | GSM | Feeder | 2542 | 203 | WADGAON AG | 054182 | 33/11 KV NEKNOOR
X1304675 | DLMS-Secure | 055 | TCPIP_DLMS | GSM | Feeder | 2542 | 202 | KAREGAVAN GAOTHAN | 054182 | 33/11 KV NEKNOOR
X1304743 | DLMS-Secure | 055 | TCPIP_DLMS | GSM | Feeder | 2542 | 201 | KALASMBAR AG | 054182 | 33/11 KV NEKNOOR
X1928721 | DLMS-Secure | 055 | TCPIP_DLMS | GSM | Feeder | 2542 | 206 | 11 KV MASKE STONE CRUSHER | 054032 | 33/11 KV. S.S LIMBAGANESH
X1093078 | DLMS-Secure | 055 | TCPIP_DLMS | GSM | Feeder | 2542 | 202 | 11 KV. CHARATA FEEDER | 054081 | 33/11 KV. RAJURI (N) S/S
X1093361 | DLMS-Secure | 055 | TCPIP_DLMS | GSM | Feeder | 2542 | 203 | 11 KV PIMPALWADI | 054123 | 33/11KV PIMPALWADI S/Sn
X1093344 | DLMS-Secure | 055 | TCPIP_DLMS | GSM | Feeder | 2542 | 203 | 11 KV RAKSHASBHUVAN FEEDER | 054145 | 33/11 KV KUKKADGAON S/Stn
X1093394 | DLMS-Secure | 055 | TCPIP_DLMS | GSM | Feeder | 2542 | 201 | 11 KV KUKKADGAON | 054145 | 33/11 KV KUKKADGAON S/Stn
X1093273 | DLMS-Secure | 055 | TCPIP_DLMS | GSM | Feeder | 2542 | 202 | 11 KV WADGAON GUNDA | 054145 | 33/11 KV KUKKADGAON S/Stn
X1093080 | DLMS-Secure | 055 | TCPIP_DLMS | GSM | Feeder | 2542 | 203 | 11KV MHALASJAWALA -G- FEEDER | 054059 | 33/11 KV. S/S/ MHALASJAWALA
X1082374 | DLMS-Secure | 055 | TCPIP_DLMS | GSM | Feeder | 2542 | 201 | 11 KV. MHALASJAWALA | 054059 | 33/11 KV. S/S/ MHALASJAWALA
X1093274 | DLMS-Secure | 055 | TCPIP_DLMS | GSM | Feeder | 2542 | 204 | 11KV KALEGAON -G- FEEDER | 054059 | 33/11 KV. S/S/ MHALASJAWALA
17223731 | DLMS-LnT | 053 | TCPIP_DLMS | GSM | Feeder | 2534 | 206 | 11 KV CHORPURI GFSS | 054025 | 33/11KV CHAKLAMBA S/S
X0402251 | DLMS-Secure | 055 | TCPIP_DLMS | GSM | Feeder | 2534 | 201 | 11 KV. UMAPUR FEEDER | 054012 | 33/11 KV. UMAPUR S/S
X1306602 | DLMS-Secure | 055 | TCPIP_DLMS | GSM | Feeder | 2534 | 405 | 33KV GOUNDGAON SUBSTATION HT CONSUMER | 054085 | 33/11KV DHONDRAI S/S
MSB04464 | Secure | 055 | TCPIP_Secure | GSM | Feeder | 2534 | 204 | 11 KV EKLINGESHWAR | 054086 | 33/11KV PADALSINGI S/S
08189662 | LnT | 053 | TCPIP_LNT | GSM | Feeder | 2534 | 201 | 11KV PADALSINGI | 054086 | 33/11KV PADALSINGI S/S
08189647 | LnT | 053 | TCPIP_LNT | GSM | Feeder | 2534 | 203 | 11KV HIRAPUR | 054086 | 33/11KV PADALSINGI S/S
14036351 | LnT | 053 | TCPIP_LnT_9600 | GSM | Feeder | 2534 | 205 | 11 KV TARTEWADI FEEDER | 054035 | 33/11 KV. SIRASMARG S/S
14033751 | LnT | 053 | TCPIP_LnT_9600 | GSM | Feeder | 2534 | 203 | 11 KV DEO PIMPRI FEEDER | 054147 | 33/11 KV MATEGAON S/Stn
12627391 | DLMS-LnT | 053 | TCPIP_DLMS | GSM | Feeder | 2534 | 202 | 11 KV. GADHI FEEDER | 054018 | 33/11 KV. SIRASDEVI S/S
14033774 | LnT | 053 | TCPIP_LnT_9600 | GSM | Feeder | 2534 | 203 | 11 KV PANDHARI FEEDER | 054144 | 33/11 KV MIRGAON S/Stn
MSE80398 | Secure | 055 | TCPIP_Secure | GSM | Feeder | 2534 | 204 | 11 KV MAHALAXMI INDESTRIAL FEEDER | 054085 | 33/11KV DHONDRAI S/S
07410941 | LnT | 053 | TCPIP_LNT | GSM | Feeder | 2534 | 202 | 11 KV. MALEGAON FEEDER | 054055 | 33/11 KV. GULJ S/S
05038439 | DLMS-HPL | 076 | TCPIP_DLMS | GSM | Feeder | 2534 | 202 | 11KV HIRAPUR ( SELU ) AG | 054006 | 33/11KV GEORAI S/S
17103020 | LnT | 053 | TCPIP_LnT_9600 | GSM | Feeder | 2534 | 206 | 11 KV TALNEWADI GFSS | 054012 | 33/11 KV. UMAPUR S/S
00307305 | DLMS-HPL | 076 | TCPIP_DLMS | GSM | Feeder | 2534 | 203 | 11 KV KOLER FEEDER | 054094 | 33/11 KV. LUKKAMASALA S/S
XC482330 | DLMS-Secure | 055 | TCPIP_DLMS | GSM | Feeder | 2534 | 203 | 11 KV SURDI FEEDER | 054170 | 33/11 KV RAJAPUR SURDI
00567392 | DLMS-HPL | 076 | TCPIP_DLMS | GSM | Feeder | 2534 | 203 | 11 KV PADALSINGI FEEDER | 054019 | 33/11 KV MADALMOHI S/S
00567155 | DLMS-HPL | 076 | TCPIP_DLMS | GSM | Feeder | 2534 | 201 | 11KV RAJPIMPRI | 054085 | 33/11KV DHONDRAI S/S
05038431 | DLMS-HPL | 076 | TCPIP_DLMS | GSM | Feeder | 2534 | 206 | 11 KV SELU FEEDER | 054018 | 33/11 KV. SIRASDEVI S/S
03015469 | Genus | 065 | TCPIP_Genus | GSM | Feeder | 2534 | 205 | 11KV GFS CHAKLAMBA | 054025 | 33/11KV CHAKLAMBA S/S
03361190 | Genus | 065 | TCPIP_Genus | GSM | Feeder | 2534 | 207 | 11KV KHAMAGAON | 054006 | 33/11KV GEORAI S/S
07037984 | LnT | 053 | TCPIP_LNT | GSM | Feeder | 2534 | 204 | 11 KV. TAKALGAVAN FEEDER | 054035 | 33/11 KV. SIRASMARG S/S
03361151 | Genus | 065 | TCPIP_Genus | GSM | Feeder | 2534 | 205 | 11KV INDUSTRIAL FEEDER | 054006 | 33/11KV GEORAI S/S
03361274 | Genus | 065 | TCPIP_Genus | GSM | Feeder | 2534 | 202 | 11 KV. UKHADPIMPRI FEEDER | 054035 | 33/11 KV. SIRASMARG S/S
12484306 | LnT | 053 | TCPIP_LnT_9600 | GSM | Feeder | 2534 | 203 | 11 KV BHEND TAKALI FEEDER | 054150 | 33/11 KV Jategaon S/Stn
12484678 | LnT | 053 | TCPIP_LnT_9600 | GSM | Feeder | 2534 | 202 | 11 KV MARPHALA FEEDER | 054150 | 33/11 KV Jategaon S/Stn
08189771 | LnT | 053 | TCPIP_LNT | GSM | Feeder | 2534 | 203 | 11KV GANGAWADI | 054085 | 33/11KV DHONDRAI S/S
X0402252 | DLMS-Secure | 055 | NON_AMR_MODEM | GSM | Feeder | 2534 | 205 | 11 KV DEVI FEEDER | 054021 | 33/11 KV. TALWADA S/S
X0398458 | DLMS-Secure | 055 | NON_AMR_MODEM | GSM | Feeder | 2534 | 201 | 11 KV. KINGAON FEEDER | 054094 | 33/11 KV. LUKKAMASALA S/S
X0402256 | DLMS-Secure | 055 | NON_AMR_MODEM | GSM | Feeder | 2534 | 202 | 11 KV. ANTARWALI FEEDER | 054021 | 33/11 KV. TALWADA S/S
08023503 | DLMS-Genus | 065 | TCPIP_DLMS | GSM | Feeder | 2534 | 201 | 11 KV MIRGAON FEEDER | 054144 | 33/11 KV MIRGAON S/Stn
08023500 | DLMS-Genus | 065 | TCPIP_DLMS | GSM | Feeder | 2534 | 202 | 11 KV ANTERWALI FEEDER | 054144 | 33/11 KV MIRGAON S/Stn
05038433 | DLMS-HPL | 076 | TCPIP_DLMS | GSM | Feeder | 2534 | 205 | 11 KV B.PIMPLA | 054019 | 33/11 KV MADALMOHI S/S
03015492 | Genus | 065 | TCPIP_Genus | GSM | Feeder | 2534 | 204 | 11 KV. SIRASDEVI FEEDER | 054018 | 33/11 KV. SIRASDEVI S/S
04579317 | DLMS-Genus | 065 | TCPIP_DLMS | GSM | Feeder | 2534 | 201 | 11 KV JATEGAON FEEDER | 054150 | 33/11 KV Jategaon S/Stn
X1750541 | Secure | 055 | TCPIP_Secure | GSM | Feeder | 2534 | 207 | ANAY EXPRESS | 054019 | 33/11 KV MADALMOHI S/S
14033773 | LnT | 053 | TCPIP_LnT_9600 | GSM | Feeder | 2534 | 203 | 11 KV. SHAJANPIMPRI FEEDER | 054035 | 33/11 KV. SIRASMARG S/S
14033786 | LnT | 053 | TCPIP_LnT_9600 | GSM | Feeder | 2534 | 206 | 11 KV. TANDALWADI FEEDER | 054035 | 33/11 KV. SIRASMARG S/S
14033746 | LnT | 053 | TCPIP_LnT_9600 | GSM | Feeder | 2534 | 201 | 11 KV MATEGAON FEEDER | 054147 | 33/11 KV MATEGAON S/Stn
XB489599 | DLMS-Secure | 055 | TCPIP_DLMS | GSM | Feeder | 2534 | 209 | 11 KV MAULI FEEDER | 054006 | 33/11KV GEORAI S/S
XB489579 | DLMS-Secure | 055 | TCPIP_DLMS | GSM | Feeder | 2534 | 206 | 11 KV GEORAI NEW FEEDER | 054006 | 33/11KV GEORAI S/S
XC413616 | DLMS-Secure | 055 | TCPIP_DLMS | GSM | Feeder | 2534 | 201 | 11 KV OLD GEORAI URBAN FEEDER | 054006 | 33/11KV GEORAI S/S
XC439900 | DLMS-Secure | 055 | TCPIP_DLMS | GSM | Feeder | 2534 | 204 | 11 KV MATEGAV GFSS | 054147 | 33/11 KV MATEGAON S/Stn
XC439889 | DLMS-Secure | 055 | TCPIP_DLMS | GSM | Feeder | 2534 | 205 | 11 KV KHALEGAV GFSS | 054147 | 33/11 KV MATEGAON S/Stn
X0444751 | DLMS-Secure | 055 | TCPIP_DLMS | GSM | Feeder | 2534 | 201 | GANGAWADI AG FEEDER | 054176 | 33/11 KV RAKSHAS BHAWAN
XC482353 | DLMS-Secure | 055 | TCPIP_DLMS | GSM | Feeder | 2534 | 202 | 11 KV RAKSHASBHWAN GOTHAN | 054176 | 33/11 KV RAKSHAS BHAWAN
XC482289 | DLMS-Secure | 055 | TCPIP_DLMS | GSM | Feeder | 2534 | 203 | 11 KV RAKSHASBHWAN AG | 054176 | 33/11 KV RAKSHAS BHAWAN
08026762 | DLMS-Genus | 065 | TCPIP_DLMS | GSM | Feeder | 2534 | 201 | 11 KV. GULJ FEEDER | 054055 | 33/11 KV. GULJ S/S
X0402263 | DLMS-Secure | 055 | TCPIP_DLMS | GSM | Feeder | 2534 | 203 | 11 KV. ARDHPIMPRI FEEDER | 054025 | 33/11KV CHAKLAMBA S/S
04579333 | DLMS-Genus | 065 | TCPIP_DLMS | GSM | Feeder | 2534 | 203 | 11KV UMAPUR FEEDER | 054006 | 33/11KV GEORAI S/S
X1093721 | DLMS-Secure | 055 | TCPIP_DLMS | GSM | Feeder | 2534 | 202 | 11 KV KEKATPANGRI FEEDER | 054169 | 33/11 KV KEKAT PANGARI
XH406095 | DLMS-Secure | 055 | TCPIP_DLMS | GSM | Feeder | 2534 | 212 | 11 KV SONI EXPRESS | 054006 | 33/11KV GEORAI S/S
X1457857 | DLMS-Secure | 055 | TCPIP_DLMS | GSM | Feeder | 2534 | 202 | 11 KV RAJAPUR FEEDER | 054170 | 33/11 KV RAJAPUR SURDI
X1237163 | DLMS-Secure | 055 | TCPIP_DLMS | GSM | Feeder | 2534 | 207 | 11 KV DREAM EXPRESS | 054021 | 33/11 KV. TALWADA S/S
X0400164 | DLMS-Secure | 055 | TCPIP_DLMS | GSM | Feeder | 2534 | 206 | 11KV JAWAHARWADI FEEDER | 054019 | 33/11 KV MADALMOHI S/S
X0400160 | DLMS-Secure | 055 | TCPIP_DLMS | GSM | Feeder | 2534 | 202 | 11 KV. MADALMOHI FEEDER | 054019 | 33/11 KV MADALMOHI S/S
X0400170 | DLMS-Secure | 055 | TCPIP_DLMS | GSM | Feeder | 2534 | 201 | 11 KV. SIRASMARG FEEDER | 054035 | 33/11 KV. SIRASMARG S/S
X0402273 | DLMS-Secure | 055 | TCPIP_DLMS | GSM | Feeder | 2534 | 203 | 11 KV. RAMPURI FEEDER | 054021 | 33/11 KV. TALWADA S/S
X0402271 | DLMS-Secure | 055 | TCPIP_DLMS | GSM | Feeder | 2534 | 203 | 11KV KHAMGAON AG | 054118 | 33/11 KV BELGAON S/STN
X0402270 | DLMS-Secure | 055 | TCPIP_DLMS | GSM | Feeder | 2534 | 201 | 11KV KHAMGAON GFSS | 054118 | 33/11 KV BELGAON S/STN
X0402266 | DLMS-Secure | 055 | TCPIP_DLMS | GSM | Feeder | 2534 | 206 | 11 KV RAHERI FEEDER | 054021 | 33/11 KV. TALWADA S/S
X0402259 | DLMS-Secure | 055 | TCPIP_DLMS | GSM | Feeder | 2534 | 204 | 11 KV. MALEGAON FEEDER | 054012 | 33/11 KV. UMAPUR S/S
X0402257 | DLMS-Secure | 055 | TCPIP_DLMS | GSM | Feeder | 2534 | 203 | 11 KV. KHALEGAON FEEDER | 054012 | 33/11 KV. UMAPUR S/S
X0402249 | DLMS-Secure | 055 | TCPIP_DLMS | GSM | Feeder | 2534 | 205 | 11 KV TALNEWADI FEEDER | 054012 | 33/11 KV. UMAPUR S/S
X0402248 | DLMS-Secure | 055 | TCPIP_DLMS | GSM | Feeder | 2534 | 202 | 11 KV. DEVPIMPRI FEEDER | 054012 | 33/11 KV. UMAPUR S/S
X1082515 | DLMS-Secure | 055 | TCPIP_DLMS | GSM | Feeder | 2534 | 201 | 11 KV MALHIVRA FEEDER | 054169 | 33/11 KV KEKAT PANGARI
08023502 | DLMS-Genus | 065 | TCPIP_DLMS | GSM | Feeder | 2534 | 204 | 11 KV GULAJ GFSS | 054055 | 33/11 KV. GULJ S/S
XC482276 | DLMS-Secure | 055 | TCPIP_DLMS | GSM | Feeder | 2534 | 203 | 11 KV SHIRALA FEEDER | 054169 | 33/11 KV KEKAT PANGARI
XC482352 | DLMS-Secure | 055 | TCPIP_DLMS | GSM | Feeder | 2534 | 201 | 11 KV SELU FEEDER | 054170 | 33/11 KV RAJAPUR SURDI
X0398463 | DLMS-Secure | 055 | TCPIP_DLMS | GSM | Feeder | 2534 | 202 | 11 KV. DAITHAN FEEDER | 054094 | 33/11 KV. LUKKAMASALA S/S
17223729 | DLMS-LnT | 053 | TCPIP_DLMS | GSM | Feeder | 2534 | 208 | 11KV GFS TARDGAVAN | 054025 | 33/11KV CHAKLAMBA S/S
17223732 | DLMS-LnT | 053 | TCPIP_DLMS | GSM | Feeder | 2534 | 207 | 11KV GFS ARDHPIMPRI | 054025 | 33/11KV CHAKLAMBA S/S
17223735 | DLMS-LnT | 053 | TCPIP_DLMS | GSM | Feeder | 2534 | 201 | 11 KV. KOLGAON FEEDER | 054019 | 33/11 KV MADALMOHI S/S
12627497 | DLMS-LnT | 053 | TCPIP_DLMS | GSM | Feeder | 2526 | 203 | 11 KV AMALNER GFSS FEEDER | 054091 | 33/11 KV. KOTAN S/S
X0853448 | DLMS-Secure | 055 | TCPIP_DLMS | GSM | Feeder | 2526 | 203 | 11KV ASHWALING AG FEEDER | 054159 | 33/11 KV PIMPALWANDI
07410975 | LnT | 053 | TCPIP_LNT | GSM | Feeder | 2526 | 203 | 11 KV BHAYALA GAOTHAN FEEDER | 054056 | 33/11 KV. BHAYALA S/S
00307371 | DLMS-HPL | 076 | TCPIP_DLMS | GSM | Feeder | 2526 | 201 | 11 KV. BHAYAL AG FEEEDER | 054056 | 33/11 KV. BHAYALA S/S
00307664 | DLMS-HPL | 076 | TCPIP_DLMS | GSM | Feeder | 2526 | 202 | 11 KV. WAGHIRA AG FEEDER | 054056 | 33/11 KV. BHAYALA S/S
00566984 | DLMS-HPL | 076 | TCPIP_DLMS | GSM | Feeder | 2526 | 204 | 11 KV WAGHIRA GAOTHAN FEEDER | 054056 | 33/11 KV. BHAYALA S/S
14033740 | DLMS-LnT | 053 | TCPIP_DLMS | GSM | Feeder | 2526 | 207 | 11 KV PARGAON GHUMRA | 054096 | 33/11 KV. DASKHED S/S
12484545 | LnT | 053 | TCPIP_LnT_9600 | GSM | Feeder | 2526 | 201 | 11 KV PIMPALWANDI GAOTHAN FEEDER | 054159 | 33/11 KV PIMPALWANDI
12484357 | LnT | 053 | TCPIP_LnT_9600 | GSM | Feeder | 2526 | 202 | 11 KV JAREWADI AG FEEDER | 054159 | 33/11 KV PIMPALWANDI
15086510 | LnT | 053 | TCPIP_LnT_9600 | GSM | Feeder | 2526 | 203 | 11KV NIRGUDI FEEDER | 054163 | 33/11 KV JAWALAGIRI
07035617 | LnT | 053 | TCPIP_LNT | GSM | Feeder | 2526 | 201 | 11 KV. DASKHED AG FEEDER | 054096 | 33/11 KV. DASKHED S/S
14033796 | LnT | 053 | TCPIP_LnT_9600 | GSM | Feeder | 2526 | 205 | 11KV VAIDYAKINHI AG FEEDER | 054096 | 33/11 KV. DASKHED S/S
07429379 | LnT | 053 | TCPIP_LNT | GSM | Feeder | 2526 | 202 | 11 KV DASKHED GAOTHAN FEEDER | 054096 | 33/11 KV. DASKHED S/S
14033841 | LnT | 053 | TCPIP_LnT_9600 | GSM | Feeder | 2526 | 206 | 11 KV VAIDYAKINHI GAOTHAN FEEDER | 054096 | 33/11 KV. DASKHED S/S
14007197 | LnT | 053 | TCPIP_LnT_9600 | GSM | Feeder | 2526 | 207 | 11 KV HT FEEDER | 054008 | 33/11 KV. PATODA S/S
08189775 | LnT | 053 | TCPIP_LNT | GSM | Feeder | 2526 | 203 | 11 KV PACHANGRI AG FEEDER | 054096 | 33/11 KV. DASKHED S/S
XC446842 | DLMS-Secure | 055 | TCPIP_DLMS | GSM | Feeder | 2526 | 204 | 11 KV SSS EXP. FEEDER | 054159 | 33/11 KV PIMPALWANDI
07326180 | DLMS-LnT | 053 | TCPIP_DLMS | GSM | Feeder | 2526 | 201 | 11 KV AMALNER AG FEEDER | 054091 | 33/11 KV. KOTAN S/S
00307278 | DLMS-HPL | 076 | TCPIP_DLMS | GSM | Feeder | 2526 | 202 | 11 KV HATOLA AG FEEDER | 054091 | 33/11 KV. KOTAN S/S
00307306 | DLMS-HPL | 076 | TCPIP_DLMS | GSM | Feeder | 2526 | 204 | 11 KV HATOLA GFSS FEEDER | 054091 | 33/11 KV. KOTAN S/S
X1093563 | Secure | 055 | TCPIP_Secure | GSM | Feeder | 2526 | 202 | 11 KV. DONGARKINHI AG FEEDER | 054069 | 33/11 KV. DONGARKINNI S/S
X1093560 | Secure | 055 | TCPIP_Secure | GSM | Feeder | 2526 | 201 | 11 KV. NALWANDI AG FEEDER | 054069 | 33/11 KV. DONGARKINNI S/S
X1304677 | DLMS-Secure | 055 | TCPIP_DLMS | GSM | Feeder | 2526 | 205 | 11 KV DHOPATWADI GAOTHAN | 054159 | 33/11 KV PIMPALWANDI
X1093387 | DLMS-Secure | 055 | TCPIP_DLMS | GSM | Feeder | 2526 | 205 | 11 KV DONGARKINI GAOTHAN FEEDER | 054069 | 33/11 KV. DONGARKINNI S/S
X1093076 | DLMS-Secure | 055 | TCPIP_DLMS | GSM | Feeder | 2526 | 204 | 11 KV NALWANDI GAOTHAN FEEDER | 054069 | 33/11 KV. DONGARKINNI S/S
X1093063 | DLMS-Secure | 055 | TCPIP_DLMS | GSM | Feeder | 2526 | 202 | 11 KV CHINCHOLI FEEDER | 054114 | 33/11Kv Lambarwadi S/s
X1093271 | DLMS-Secure | 055 | TCPIP_DLMS | GSM | Feeder | 2526 | 203 | 11 KV. JATNANDUR AG FEEDER | 054069 | 33/11 KV. DONGARKINNI S/S
X1093256 | DLMS-Secure | 055 | TCPIP_DLMS | GSM | Feeder | 2526 | 803 | 11 KV JATNANDUR GFSS | 054069 | 33/11 KV. DONGARKINNI S/S
X1093091 | DLMS-Secure | 055 | TCPIP_DLMS | GSM | Feeder | 2526 | 203 | 11 KV SUPPA AG FEEDER | 054044 | 33/11 KV. KUSLAMB S/S
X1093362 | DLMS-Secure | 055 | TCPIP_DLMS | GSM | Feeder | 2526 | 202 | 11 KV. SAUTADA AG FEEDER | 054044 | 33/11 KV. KUSLAMB S/S
04579316 | DLMS-Genus | 065 | TCPIP_DLMS | GSM | Feeder | 2526 | 203 | 11 KV MAJARSUMBHA FEEDER | 054008 | 33/11 KV. PATODA S/S
04579318 | DLMS-Genus | 065 | TCPIP_DLMS | GSM | Feeder | 2526 | 204 | 11 KV. TALE PIMPALGAON FEEDER | 054008 | 33/11 KV. PATODA S/S
X1093236 | DLMS-Secure | 055 | TCPIP_DLMS | GSM | Feeder | 2526 | 201 | 11 KV. PATODA FEEDER | 054008 | 33/11 KV. PATODA S/S
X0494541 | DLMS-Secure | 055 | TCPIP_DLMS | GSM | Feeder | 2526 | 205 | 11 KV KUSALAMB GAOTHAN FEEDER | 054044 | 33/11 KV. KUSLAMB S/S
XD453498 | DLMS-Secure | 055 | TCPIP_DLMS | GSM | Feeder | 2526 | 204 | 11 KV SAUTADA GAOTHAN FEEDER | 054044 | 33/11 KV. KUSLAMB S/S
17271625 | DLMS-LnT | 053 | TCPIP_DLMS | GSM | Feeder | 2526 | 202 | 11 KV. DHANGAR JAVALAKA FEEDER | 054008 | 33/11 KV. PATODA S/S
X0400178 | DLMS-Secure | 055 | TCPIP_DLMS | GSM | Feeder | 2526 | 204 | 11 KV PACHANGRI GAOTHAN FEEDER | 054096 | 33/11 KV. DASKHED S/S
X0400186 | DLMS-Secure | 055 | TCPIP_DLMS | GSM | Feeder | 2526 | 203 | 11 KV MUGGAON FEEDER | 054114 | 33/11Kv Lambarwadi S/s
X0400177 | DLMS-Secure | 055 | TCPIP_DLMS | GSM | Feeder | 2526 | 201 | 11 KV LAMBARWADI FEEDER | 054114 | 33/11Kv Lambarwadi S/s
17271627 | DLMS-LnT | 053 | TCPIP_DLMS | GSM | Feeder | 2526 | 201 | 11 KV. KUSLAMB AG FEEDER | 054044 | 33/11 KV. KUSLAMB S/S
08026789 | DLMS-Genus | 065 | TCPIP_DLMS | GSM | Feeder | 2526 | 205 | 11 KV RURAL HOSPITAL PATODA | 054008 | 33/11 KV. PATODA S/S
X1284477 | DLMS-Secure | 055 | TCPIP_DLMS | GSM | Feeder | 2526 | 206 | 11 KV KUPTI AG | 054159 | 33/11 KV PIMPALWANDI
X1304685 | DLMS-Secure | 055 | TCPIP_DLMS | GSM | Feeder | 2526 | 207 | 11 KV PANGRI GAOTAHN | 054159 | 33/11 KV PIMPALWANDI
15086483 | LnT | 053 | TCPIP_LnT_9600 | GSM | Feeder | 2526 | 202 | 11 KV GARMATHA FEEDER | 054163 | 33/11 KV JAWALAGIRI
08189663 | LnT | 053 | TCPIP_LNT | GSM | Feeder | 2526 | 203 | 11 KV DOMRI FEEDER | 054057 | 33/11 KV ROHATWADI
08189734 | LnT | 053 | TCPIP_LNT | GSM | Feeder | 2526 | 202 | 11 KV ROHATWADI FEEDER | 054057 | 33/11 KV ROHATWADI
X1093105 | DLMS-Secure | 055 | TCPIP_DLMS | GSM | Feeder | 2526 | 201 | 11 KV NAIGAON FEEDER | 054057 | 33/11 KV ROHATWADI
X1093674 | DLMS-Secure | 055 | TCPIP_DLMS | GSM | Feeder | 4802 | 202 | LONI | 054115 | 33/11 KV MANUR SUBSTATION
14046374 | LnT | 053 | TCPIP_LnT_9600 | GSM | Feeder | 4802 | 203 | JODWADI AG | 054165 | 33/11 KV PHULSANGVI
00567391 | DLMS-HPL | 076 | TCPIP_DLMS | GSM | Feeder | 4802 | 207 | SHIRUR URBAN GAONTHAN | 054024 | 33/11 KV. BR. YALLAM S/S
00567509 | DLMS-HPL | 076 | TCPIP_DLMS | GSM | Feeder | 4802 | 205 | 11KV SAWARGAON | 054024 | 33/11 KV. BR. YALLAM S/S
00381861 | DLMS-HPL | 076 | TCPIP_DLMS | GSM | Feeder | 4802 | 203 | 11 KV RALESANGAVI | 054024 | 33/11 KV. BR. YALLAM S/S
00467259 | DLMS-HPL | 076 | TCPIP_DLMS | GSM | Feeder | 4802 | 206 | 11KV GHATSHIL PARGAON | 054024 | 33/11 KV. BR. YALLAM S/S
07410901 | LnT | 053 | TCPIP_LNT | GSM | Feeder | 4802 | 201 | 11 KV TINTARWANI GFSS | 054128 | 33/11 KV TINTARWANI
07036430 | LnT | 053 | TCPIP_LNT | GSM | Feeder | 4802 | 201 | KHALAPURI AGRI | 054054 | 33/11 KV KHALAPURI
14046380 | LnT | 053 | TCPIP_LnT_9600 | GSM | Feeder | 4802 | 202 | MARKADWADI AG | 054165 | 33/11 KV PHULSANGVI
00467282 | DLMS-HPL | 076 | TCPIP_DLMS | GSM | Feeder | 4802 | 203 | TEMBHURNI FEEDER | 054115 | 33/11 KV MANUR SUBSTATION
00567316 | DLMS-HPL | 076 | TCPIP_DLMS | GSM | Feeder | 4802 | 203 | 11KV KHARAGWADI | 054013 | 33/11 KV RAIMOHA
04579270 | DLMS-Genus | 065 | TCPIP_DLMS | GSM | Feeder | 4802 | 201 | PIMPALNER | 054051 | 33/11 KV PIMPLNER
X1082499 | DLMS-Secure | 055 | TCPIP_DLMS | GSM | Feeder | 4802 | 201 | MANOOR | 054115 | 33/11 KV MANUR SUBSTATION
04575178 | DLMS-Genus | 065 | TCPIP_DLMS | GSM | Feeder | 4802 | 202 | 11 KV GOMALWADA | 054051 | 33/11 KV PIMPLNER
00567301 | DLMS-HPL | 076 | TCPIP_DLMS | GSM | Feeder | 4802 | 204 | 11 KV PADALI | 054013 | 33/11 KV RAIMOHA
08023508 | DLMS-Genus | 065 | TCPIP_DLMS | GSM | Feeder | 4802 | 201 | 11 KV SHIRUR URBAN | 054024 | 33/11 KV. BR. YALLAM S/S
X0400180 | DLMS-Secure | 055 | TCPIP_DLMS | GSM | Feeder | 4802 | 202 | 11 KV KHALAPUR(GAO) | 054054 | 33/11 KV KHALAPURI
X1603025 | DLMS-Secure | 055 | TCPIP_DLMS | GSM | Feeder | 4802 | 202 | 11 KV TEMBHURNI FEEDER | 054183 | 33/11 KV GHATSHIL PARGAON
X1603014 | DLMS-Secure | 055 | TCPIP_DLMS | GSM | Feeder | 4802 | 201 | 11 KV GHODKE WASTI FEEDER | 054183 | 33/11 KV GHATSHIL PARGAON
X1603102 | DLMS-Secure | 055 | TCPIP_DLMS | GSM | Feeder | 4802 | 203 | 11 KV GHAT. PARGAON FEEDER | 054183 | 33/11 KV GHATSHIL PARGAON
08023513 | DLMS-Genus | 065 | TCPIP_DLMS | GSM | Feeder | 4802 | 203 | 11KV KHAMBALIMBA(AG) | 054054 | 33/11 KV KHALAPURI
04575170 | DLMS-Genus | 065 | TCPIP_DLMS | GSM | Feeder | 4802 | 208 | B.YELLAMB GAONTHAN | 054024 | 33/11 KV. BR. YALLAM S/S
X1093582 | DLMS-Secure | 055 | TCPIP_DLMS | GSM | Feeder | 4802 | 206 | 11KV TAGADGAON | 054013 | 33/11 KV RAIMOHA
12484539 | LnT | 053 | TCPIP_LnT_9600 | GSM | Feeder | 4802 | 203 | MATORI AG | 054128 | 33/11 KV TINTARWANI
12484617 | LnT | 053 | TCPIP_LnT_9600 | GSM | Feeder | 4802 | 202 | ANANDWADI AG | 054128 | 33/11 KV TINTARWANI
X1093578 | DLMS-Secure | 055 | TCPIP_DLMS | GSM | Feeder | 4802 | 202 | 11 KV NAGARYACHIWADI | 054013 | 33/11 KV RAIMOHA
X1093575 | DLMS-Secure | 055 | TCPIP_DLMS | GSM | Feeder | 4802 | 201 | 11 KV YEWALWADI | 054013 | 33/11 KV RAIMOHA
X1082479 | DLMS-Secure | 055 | TCPIP_DLMS | GSM | Feeder | 4802 | 205 | 11 KV RAIMOHA | 054013 | 33/11 KV RAIMOHA
15086521 | LnT | 053 | TCPIP_LnT_9600 | GSM | Feeder | 4802 | 201 | HIWARSINGA AG | 054166 | 33/11 KV KHOKARMOHA
14046382 | LnT | 053 | TCPIP_LnT_9600 | GSM | Feeder | 4802 | 201 | FULSANGAVI GFSS | 054165 | 33/11 KV PHULSANGVI
15032580 | LnT | 053 | TCPIP_LnT_9600 | GSM | Feeder | 4802 | 202 | KHOKARMOHA AG | 054166 | 33/11 KV KHOKARMOHA
15032608 | LnT | 053 | TCPIP_LnT_9600 | GSM | Feeder | 4802 | 203 | GHUGEWADI/BARAGWADI AG | 054166 | 33/11 KV KHOKARMOHA
07410995 | LnT | 053 | TCPIP_LNT | GSM | Feeder | 4802 | 204 | 11 KV. BR. YALLAM FEEDER | 054024 | 33/11 KV. BR. YALLAM S/S
18206301 | DLMS-LnT | 053 | TCPIP_DLMS | GSM | Feeder | 2640 | 201 | 11 KV Warud | 194071 | 33/11 kv warud sub-station
14036323 | LnT | 053 | TCPIP_LnT_9600 | GSM | Feeder | 2640 | 201 | 11 KV WALWAD AG | 194059 | 33/11 KV WALWAD S/S
MSE75887 | Secure | 055 | TCPIP_Secure | GSM | Feeder | 2640 | 201 | 11 KV PATHRUD AG | 194072 | 33/11 KV PATHRUD S/S
18206302 | LnT | 053 | TCPIP_LnT_9600 | GSM | Feeder | 2640 | 203 | 11 KV Bavi | 194071 | 33/11 kv warud sub-station
08017061 | LnT | 053 | TCPIP_LNT | GSM | Feeder | 2640 | 202 | JEKTEWADI | 194061 | 33/11KV SUB-STATION AMBHI
08023588 | DLMS-Genus | 065 | TCPIP_DLMS | GSM | Feeder | 2640 | 203 | Walwad GFSS | 194059 | 33/11 KV WALWAD S/S
14036273 | LnT | 053 | TCPIP_LnT_9600 | GSM | Feeder | 2640 | 202 | 11 KV Ganegaon Feeder | 194059 | 33/11 KV WALWAD S/S
18206300 | DLMS-LnT | 053 | TCPIP_DLMS | GSM | Feeder | 2640 | 202 | 11 KV Gormala | 194071 | 33/11 kv warud sub-station
MSU12015 | Secure | 055 | TCPIP_Secure | GSM | Feeder | 2640 | 202 | 11KV PATHRUD | 194002 | 33 KV BHOOM S/S
MSU12037 | Secure | 055 | TCPIP_Secure | GSM | Feeder | 2640 | 201 | 11 KV WASHI FEEDER | 194002 | 33 KV BHOOM S/S
MSB08285 | Secure | 055 | TCPIP_Secure | GSM | Feeder | 2640 | 203 | 11 KV BHOOM URBAN | 194002 | 33 KV BHOOM S/S
XF470612 | DLMS-Secure | 055 | TCPIP_DLMS | GSM | Feeder | 2640 | 203 | 11 KV TAMBEWADI | 194104 | 33/11 KV MANKESHWAR
XG437296 | DLMS-Secure | 055 | TCPIP_DLMS | GSM | Feeder | 2640 | 203 | 11 KV CHINCHPUR | 194103 | MIDC BHOOM
XF470609 | DLMS-Secure | 055 | TCPIP_DLMS | GSM | Feeder | 2640 | 202 | 11 KV DEOLALI | 194104 | 33/11 KV MANKESHWAR
XF470603 | DLMS-Secure | 055 | TCPIP_DLMS | GSM | Feeder | 2640 | 201 | 11 KV MIDC | 194103 | MIDC BHOOM
XF470615 | DLMS-Secure | 055 | TCPIP_DLMS | GSM | Feeder | 2640 | 201 | 11 KV MANKESHWAR | 194104 | 33/11 KV MANKESHWAR
XG437312 | DLMS-Secure | 055 | TCPIP_DLMS | GSM | Feeder | 2640 | 202 | 11 KV ASHTA | 194103 | MIDC BHOOM
18206294 | DLMS-LnT | 053 | TCPIP_DLMS | GSM | Feeder | 2640 | 201 | ANTARGAON | 194070 | 33/11 kv Antargaon
MSE75891 | Secure | 055 | TCPIP_Secure | GSM | Feeder | 2640 | 202 | 11 KV Sawargaon AG | 194072 | 33/11 KV PATHRUD S/S
18206296 | DLMS-LnT | 053 | NON_AMR_MODEM | GSM | Feeder | 2640 | 203 | 11 KV Pathrud Gaothan Feeder | 194072 | 33/11 KV PATHRUD S/S
XE489802 | DLMS-Secure | 055 | TCPIP_DLMS | GSM | Feeder | 2640 | 204 | 11KV GANEGAON GAVTHAN FEEDER | 194059 | 33/11 KV WALWAD S/S
XE419244 | DLMS-Secure | 055 | TCPIP_DLMS | GSM | Feeder | 2640 | 204 | 11KV SD MILK EXPRESS FEEDER | 194071 | 33/11 kv warud sub-station
MSE75903 | Secure | 055 | TCPIP_Secure | GSM | Feeder | 2615 | 206 | 11 KV NANDURGA AG | 194039 | 33/11 KV Patoda
X0400789 | DLMS-Secure | 055 | TCPIP_DLMS | GSM | Feeder | 2615 | 202 | 11 KV EXPRESS FEEDER | 194052 | 33 KV S/SN ,RUIBHAR
MSU12039 | Secure | 055 | TCPIP_Secure | GSM | Feeder | 2615 | 203 | 11 KV Sonegaon Ag. | 194067 | 33/11 KV AMBEJAWALGA
15443313 | DLMS-LnT | 053 | TCPIP_DLMS | GSM | Feeder | 2615 | 202 | 11 KV KESHEGAON GOATHAN | 194036 | 33/11 KV KESHEGAON S/S
14046351 | LnT | 053 | TCPIP_LnT_9600 | GSM | Feeder | 2615 | 203 | 11KV CHILWADI GAOTHAN FEEDER | 194088 | 33/11 KV CHILWADI SUB-STATION
08189770 | LnT | 053 | TCPIP_LNT | GSM | Feeder | 2615 | 201 | 11 KV KESHEGAON AG FEEDER | 194036 | 33/11 KV KESHEGAON S/S
X0994238 | DLMS-Secure | 055 | TCPIP_DLMS | GSM | Feeder | 2615 | 203 | 11KV MEDSINGA FEEDER | 194101 | 33/11KV DEOLALI SUB STATION
XE489685 | DLMS-Secure | 055 | TCPIP_DLMS | GSM | Feeder | 2615 | 201 | 11KV SHEKAPUR FEEDER | 194101 | 33/11KV DEOLALI SUB STATION
XF470600 | DLMS-Secure | 055 | TCPIP_DLMS | GSM | Feeder | 2615 | 202 | 11KV DEOLALI FEEDER | 194101 | 33/11KV DEOLALI SUB STATION
XC428105 | DLMS-Secure | 055 | TCPIP_DLMS | GSM | Feeder | 2615 | 209 | 11KV BEMBLI GAOTHAN FEEDER (DDUGJY) | 194027 | 33/11 KV BEMBALI S/SN
08189746 | LnT | 053 | TCPIP_LNT | GSM | Feeder | 2615 | 205 | 11 KV GAOSUD GAOTHAN FEEDER | 194026 | 33/11 KV POHNER SUB-STATION
08017050 | LnT | 053 | TCPIP_LNT | GSM | Feeder | 2615 | 202 | 11 KV WALGUD AG FEEDER | 194026 | 33/11 KV POHNER SUB-STATION
X0400782 | DLMS-Secure | 055 | TCPIP_DLMS | GSM | Feeder | 2615 | 202 | 11KV Dhutta Feeder | 194019 | 33/11 KV Takali-B
X0400781 | DLMS-Secure | 055 | TCPIP_DLMS | GSM | Feeder | 2615 | 203 | 11 KV Borkheda | 194019 | 33/11 KV Takali-B
X0400780 | DLMS-Secure | 055 | TCPIP_DLMS | GSM | Feeder | 2615 | 201 | 11 TAKALI B. | 194019 | 33/11 KV Takali-B
MSE75897 | Secure | 055 | TCPIP_Secure | GSM | Feeder | 2615 | 201 | 11 KV PATODA AG | 194039 | 33/11 KV Patoda
08026843 | DLMS-Genus | 065 | TCPIP_DLMS | GSM | Feeder | 2615 | 203 | 11 KV PATODA GAOTHAN | 194039 | 33/11 KV Patoda
X0402979 | DLMS-Secure | 055 | TCPIP_DLMS | GSM | Feeder | 2615 | 205 | 11 KV TORAMBA AG | 194039 | 33/11 KV Patoda
04579292 | DLMS-Genus | 065 | TCPIP_DLMS | GSM | Feeder | 2615 | 201 | 11 KV POHNER AG FEEDER | 194026 | 33/11 KV POHNER SUB-STATION
X0402956 | DLMS-Secure | 055 | TCPIP_DLMS | GSM | Feeder | 2615 | 201 | 11KV VITTHAL WADI GAOTHAN FEEDER | 194027 | 33/11 KV BEMBALI S/SN
XC413853 | DLMS-Secure | 055 | TCPIP_DLMS | GSM | Feeder | 2615 | 206 | 11KV NEW MAHADEVWADI AG. FEEDER(DDUGJY) | 194027 | 33/11 KV BEMBALI S/SN
X0400788 | DLMS-Secure | 055 | TCPIP_DLMS | GSM | Feeder | 2615 | 201 | 11 KV RUIBHAR AG FEEDER | 194052 | 33 KV S/SN ,RUIBHAR
MSB08276 | Secure | 055 | TCPIP_Secure | GSM | Feeder | 2615 | 205 | 11 KV Ghatangri Gaothan | 194067 | 33/11 KV AMBEJAWALGA
15086508 | LnT | 053 | TCPIP_LnT_9600 | GSM | Feeder | 2615 | 202 | 11 KV PALASWADI FEEDER | 194047 | 33 KV WADGAON ( S )
X0402954 | DLMS-Secure | 055 | TCPIP_DLMS | GSM | Feeder | 2615 | 205 | 11 KV Ambewadi GaothAn | 194027 | 33/11 KV BEMBALI S/SN
X0402978 | DLMS-Secure | 055 | TCPIP_DLMS | GSM | Feeder | 2615 | 202 | 11 KV TAKVIKI AG | 194039 | 33/11 KV Patoda
15443218 | DLMS-LnT | 053 | TCPIP_DLMS | GSM | Feeder | 2615 | 204 | 11 KV GAOSUD AG FEEDER | 194026 | 33/11 KV POHNER SUB-STATION
14089128 | LnT | 053 | TCPIP_LnT_9600 | GSM | Feeder | 2615 | 201 | 11 KV CHILWADI AGRL. FEEDER | 194088 | 33/11 KV CHILWADI SUB-STATION
14089085 | LnT | 053 | TCPIP_LnT_9600 | GSM | Feeder | 2615 | 202 | 11KV WALGUD AG FEEDER | 194088 | 33/11 KV CHILWADI SUB-STATION
08023720 | DLMS-Genus | 065 | TCPIP_DLMS | GSM | Feeder | 2615 | 204 | 11 KV TAKVIKI GAOTHAN | 194039 | 33/11 KV Patoda
X1093627 | DLMS-Secure | 055 | TCPIP_DLMS | GSM | Feeder | 2615 | 203 | 11 KV BAVI FEEDER | 194047 | 33 KV WADGAON ( S )
12627154 | DLMS-LnT | 053 | TCPIP_DLMS | GSM | Feeder | 2615 | 202 | 11KV BORKHEDA FEEDER | 194027 | 33/11 KV BEMBALI S/SN
X1093136 | DLMS-Secure | 055 | TCPIP_DLMS | GSM | Feeder | 2615 | 203 | 11 KV BAMNI AG FEEDER | 194036 | 33/11 KV KESHEGAON S/S
X0402953 | DLMS-Secure | 055 | TCPIP_DLMS | GSM | Feeder | 2615 | 208 | 11KV MAHADEVWADI GAOTHAN FEEDER | 194027 | 33/11 KV BEMBALI S/SN
X0402955 | DLMS-Secure | 055 | TCPIP_DLMS | GSM | Feeder | 2615 | 207 | 11 KV VTTHALWADI AG FEEDER | 194027 | 33/11 KV BEMBALI S/SN
08189559 | LnT | 053 | NON_AMR_MODEM | GSM | Feeder | 2615 | 203 | 11 KV Ruibhar Gaothan | 194052 | 33 KV S/SN ,RUIBHAR
X1093200 | DLMS-Secure | 055 | TCPIP_DLMS | GSM | Feeder | 4741 | 206 | 11 KV CKT HOUSE | 194033 | 33 KV MIDC S/S O'BAD
08189571 | LnT | 053 | TCPIP_LNT | GSM | Feeder | 4741 | 206 | 11 KV VIP FEEDER | 194001 | 33KV S/S AAMRAI O'BAD
08023685 | DLMS-Genus | 065 | TCPIP_DLMS | GSM | Feeder | 4741 | 204 | HATLADEVI EXPRESS WATER WORKS | 194060 | 33KV TAMBARI SUB_STATION O'BAD
15443302 | DLMS-LnT | 053 | TCPIP_DLMS | GSM | Feeder | 4741 | 212 | 11KV SANJA GAOTHAN FEEDER | 194001 | 33KV S/S AAMRAI O'BAD
08023696 | DLMS-Genus | 065 | TCPIP_DLMS | GSM | Feeder | 4741 | 202 | 11 KV D MART TOWN FEEDER | 194033 | 33 KV MIDC S/S O'BAD
08023694 | DLMS-Genus | 065 | TCPIP_DLMS | GSM | Feeder | 4741 | 207 | 11KV EXPRESS UPALA WW | 194033 | 33 KV MIDC S/S O'BAD
08023707 | DLMS-Genus | 065 | TCPIP_DLMS | GSM | Feeder | 4741 | 201 | 11 KV TAMBARI FEEDER | 194060 | 33KV TAMBARI SUB_STATION O'BAD
08023693 | DLMS-Genus | 065 | TCPIP_DLMS | GSM | Feeder | 4741 | 205 | 11KV UPLA FEEDER | 194001 | 33KV S/S AAMRAI O'BAD
08023695 | DLMS-Genus | 065 | TCPIP_DLMS | GSM | Feeder | 4741 | 201 | 11 KV MIDC _I | 194033 | 33 KV MIDC S/S O'BAD
XE489803 | DLMS-Secure | 055 | TCPIP_DLMS | GSM | Feeder | 4741 | 202 | 11 KV SHAHU NAGAR FEEDER | 194114 | 33/11 KV KAKADE PLOT SUBSTATION
XE482590 | DLMS-Secure | 055 | TCPIP_DLMS | GSM | Feeder | 4741 | 201 | 11 KV DHARASHIV LENI AG FEEDER | 194114 | 33/11 KV KAKADE PLOT SUBSTATION
08023703 | DLMS-Genus | 065 | TCPIP_DLMS | GSM | Feeder | 4741 | 202 | 11 KV VAIRAG NAKA FEEDER | 194060 | 33KV TAMBARI SUB_STATION O'BAD
08189575 | LnT | 053 | TCPIP_LNT | GSM | Feeder | 4741 | 204 | 11KV TER FEEDER | 194001 | 33KV S/S AAMRAI O'BAD
08189748 | LnT | 053 | TCPIP_LNT | GSM | Feeder | 4741 | 204 | 11KV MIDC -II FEEDER | 194033 | 33 KV MIDC S/S O'BAD
XE482563 | DLMS-Secure | 055 | TCPIP_DLMS | GSM | Feeder | 4741 | 203 | 11 KV GAWALI WADA FEEDER | 194114 | 33/11 KV KAKADE PLOT SUBSTATION
XF470624 | DLMS-Secure | 055 | TCPIP_DLMS | GSM | Feeder | 4741 | 208 | ADDL MIDC | 194033 | 33 KV MIDC S/S O'BAD
05041092 | DLMS-HPL | 076 | TCPIP_DLMS | GSM | Feeder | 4741 | 205 | 11 KV DNYANESHWAR MANDIR TOWN FEEDER | 194033 | 33 KV MIDC S/S O'BAD
12484307 | LnT | 053 | TCPIP_LnT_9600 | GSM | Feeder | 4741 | 203 | 11 KV POLYTECHNIC FEEDER | 194089 | 33/11 KV BEMBALI CORNER OSMANABAD(U)
MSE75650 | Secure | 055 | TCPIP_Secure | GSM | Feeder | 4741 | 203 | 11KV DARGA FEEDER | 194001 | 33KV S/S AAMRAI O'BAD
12484349 | LnT | 053 | TCPIP_LnT_9600 | GSM | Feeder | 4741 | 202 | 11 KV EXPRESS WW | 194089 | 33/11 KV BEMBALI CORNER OSMANABAD(U)
12484373 | LnT | 053 | TCPIP_DLMS | GSM | Feeder | 4741 | 201 | 11 KV wadaga Ag | 194089 | 33/11 KV BEMBALI CORNER OSMANABAD(U)
12484591 | LnT | 053 | NON_AMR_MODEM | GSM | Feeder | 4741 | 211 | 11 KV NEW COLLECTOR OFFICE FEEDER | 194001 | 33KV S/S AAMRAI O'BAD
12484329 | LnT | 053 | NON_AMR_MODEM | GSM | Feeder | 4741 | 209 | 11 KV NEW SHIVAJI CHAUK FEEDER | 194001 | 33KV S/S AAMRAI O'BAD
08189653 | LnT | 053 | TCPIP_LNT | GSM | Feeder | 2666 | 206 | 11 KV DEODHANORA GAOTHAN FEEDER | 194032 | 33/11 KV SUB-STATION GOVINDPUR
17271527 | DLMS-LnT | 053 | TCPIP_DLMS | GSM | Feeder | 2666 | 204 | 11 KV ADHALA FEEDER | 194006 | 33/11 KV SUB-STATION KALLAM
17271518 | DLMS-LnT | 053 | TCPIP_DLMS | GSM | Feeder | 2666 | 205 | 11 KV BANGARWADI FEEDER | 194004 | 33/11 KV SUB-STATION YERMALA
17271519 | DLMS-LnT | 053 | TCPIP_DLMS | GSM | Feeder | 2666 | 203 | 11 KV RATNAPUR FEEDER | 194004 | 33/11 KV SUB-STATION YERMALA
17271520 | DLMS-LnT | 053 | TCPIP_DLMS | GSM | Feeder | 2666 | 202 | 11 KV UMRA PANGAON FEEDER | 194004 | 33/11 KV SUB-STATION YERMALA
18206303 | DLMS-LnT | 053 | TCPIP_DLMS | GSM | Feeder | 2666 | 205 | 11 KV EXPRESS JINNING | 194006 | 33/11 KV SUB-STATION KALLAM
08189590 | LnT | 053 | TCPIP_LNT | GSM | Feeder | 2666 | 203 | 11 KV NAIGAON FEEDER | 194058 | 33/11 KV SUB-STATION PADOLI
07326228 | LnT | 053 | TCPIP_LNT | GSM | Feeder | 2666 | 201 | 11 KV GOVINDPUR GAOTHAN (NEW) | 194032 | 33/11 KV SUB-STATION GOVINDPUR
08189655 | LnT | 053 | TCPIP_LNT | GSM | Feeder | 2666 | 201 | 11 KV PADOLI FEEDER | 194058 | 33/11 KV SUB-STATION PADOLI
15086517 | LnT | 053 | TCPIP_LnT_9600 | GSM | Feeder | 2666 | 203 | 11 KV KHADKI FEEDER | 194093 | 33/11 KV SUBSTATION DIKSAL
14046432 | LnT | 053 | TCPIP_LnT_9600 | GSM | Feeder | 2666 | 203 | 11 KV DHORA GAOTHAN | 194090 | 33/11 KV SUBSTATION DHORALA
15017577 | LnT | 053 | TCPIP_LnT_9600 | GSM | Feeder | 2666 | 201 | 11 Kv DIKSAL FEEDER | 194093 | 33/11 KV SUBSTATION DIKSAL
14046343 | LnT | 053 | TCPIP_LnT_9600 | GSM | Feeder | 2666 | 201 | 11 KV DHORALA AG | 194090 | 33/11 KV SUBSTATION DHORALA
15086520 | LnT | 053 | TCPIP_LnT_9600 | GSM | Feeder | 2666 | 202 | 11 KV W/W KALLAM FEEDER | 194093 | 33/11 KV SUBSTATION DIKSAL
MSB08290 | Secure | 055 | TCPIP_Secure | GSM | Feeder | 2666 | 201 | 11 KV YERMALA FEEDER | 194004 | 33/11 KV SUB-STATION YERMALA
14036308 | LnT | 053 | TCPIP_LnT_9600 | GSM | Feeder | 2666 | 204 | 11 KV WATWADA | 194058 | 33/11 KV SUB-STATION PADOLI
MSB08274 | Secure | 055 | TCPIP_Secure | GSM | Feeder | 2666 | 204 | 11 KV MALKAPUR FEEDER | 194004 | 33/11 KV SUB-STATION YERMALA
14046276 | LnT | 053 | TCPIP_LnT_9600 | GSM | Feeder | 2666 | 202 | 11 KV DEOLALI AG | 194090 | 33/11 KV SUBSTATION DHORALA
X0402504 | DLMS-Secure | 055 | TCPIP_DLMS | GSM | Feeder | 2666 | 202 | 11 KV BHATSHIRPURA FEEDER | 194083 | 33/11 KV SUB-STATION MANGRUL
MSE75900 | Secure | 055 | TCPIP_Secure | GSM | Feeder | 2666 | 202 | 11 KV BARATEWADI FEEDER | 194018 | 33/11 KV SUB-STATION DAHIPHAL
MSE75902 | Secure | 055 | TCPIP_Secure | GSM | Feeder | 2666 | 201 | 11 KV SHIRADHON FEEDER | 194015 | 33/11 KV SUB-STATION SHIRADHON
14046445 | LnT | 053 | TCPIP_LnT_9600 | GSM | Feeder | 2666 | 206 | 11 KV SHELGAON GAOTHAN FEEDER | 194018 | 33/11 KV SUB-STATION DAHIPHAL
05263952 | Elster | 057 | TCPIP_Elster_RS232 | GSM | Feeder | 2666 | 205 | 11 KV ITKUR GAOTHAN FEEDER | 194024 | 33/11 KV SUB-STATION ITKUR
14046331 | LnT | 053 | TCPIP_LnT_9600 | GSM | Feeder | 2666 | 204 | 11 KV GAUR AG FEEDER | 194018 | 33/11 KV SUB-STATION DAHIPHAL
MSE75551 | Secure | 055 | TCPIP_Secure | GSM | Feeder | 2666 | 202 | 11 KV ITKUR AG FEEDER | 194024 | 33/11 KV SUB-STATION ITKUR
07035499 | LnT | 053 | TCPIP_LNT | GSM | Feeder | 2666 | 202 | 11 KV RANJANI AG FEEDER | 194057 | 33/11 KV SUB-STATION RAIGHAVAN
MSE75497 | Secure | 055 | TCPIP_Secure | GSM | Feeder | 2666 | 203 | 11 KV KHAMASWADI AG FEEDER | 194032 | 33/11 KV SUB-STATION GOVINDPUR
17271525 | DLMS-LnT | 053 | TCPIP_DLMS | GSM | Feeder | 2666 | 203 | 11 KV PIMPALGAON AG FEEDER | 194066 | 33/11 KV SUB-STATION BHOGJI
17271524 | DLMS-LnT | 053 | TCPIP_DLMS | GSM | Feeder | 2666 | 202 | 11 KV BHOGJI GAOTHAN FEEDER | 194066 | 33/11 KV SUB-STATION BHOGJI
XE489678 | DLMS-Secure | 055 | TCPIP_DLMS | GSM | Feeder | 2666 | 204 | 11 KV KANHERWADI AG FEEDER | 194054 | 33/11 KV SUB-STATION MASSA
XE489674 | DLMS-Secure | 055 | TCPIP_DLMS | GSM | Feeder | 2666 | 206 | 11 KV KANHERWADI GAOTHAN FEEDER | 194054 | 33/11 KV SUB-STATION MASSA
X1251838 | DLMS-Secure | 055 | TCPIP_DLMS | GSM | Feeder | 2666 | 204 | KHAMASWADI GAOTHAN FEEDER | 194063 | 33/11 KV SUB-STATION KHAMASWADI
XE490401 | DLMS-Secure | 055 | TCPIP_DLMS | GSM | Feeder | 2666 | 205 | 11 KV SONARWADI AG FEEDER | 194054 | 33/11 KV SUB-STATION MASSA
XC413854 | DLMS-Secure | 055 | TCPIP_DLMS | GSM | Feeder | 2666 | 209 | 11KV SAPNAI AG FEEDER | 194018 | 33/11 KV SUB-STATION DAHIPHAL
17271526 | DLMS-LnT | 053 | TCPIP_DLMS | GSM | Feeder | 2666 | 201 | 11 KV ANDORA FEEDER | 194006 | 33/11 KV SUB-STATION KALLAM
XE489827 | DLMS-Secure | 055 | TCPIP_DLMS | GSM | Feeder | 2666 | 203 | DHABA FEEDER | 194102 | 33/11 KV AWADSHIRPURA S/S
XE489812 | DLMS-Secure | 055 | TCPIP_DLMS | GSM | Feeder | 2666 | 201 | AWAD SHIRPURA FEEDER | 194102 | 33/11 KV AWADSHIRPURA S/S
XE489822 | DLMS-Secure | 055 | TCPIP_DLMS | GSM | Feeder | 2666 | 202 | SAUNDANA FEEDER | 194102 | 33/11 KV AWADSHIRPURA S/S
X0402505 | DLMS-Secure | 055 | TCPIP_DLMS | GSM | Feeder | 2666 | 202 | 11 KV BORGAON AG FEEDER | 194032 | 33/11 KV SUB-STATION GOVINDPUR
X0402498 | DLMS-Secure | 055 | TCPIP_DLMS | GSM | Feeder | 2666 | 203 | 11 KV WAGHOLI-(G) FEEDER | 194064 | 33/11 KV SUB-STATION WAGHOLI(G)
X0402500 | DLMS-Secure | 055 | TCPIP_DLMS | GSM | Feeder | 2666 | 202 | 11 KV HALADGAON FEEDER | 194064 | 33/11 KV SUB-STATION WAGHOLI(G)
X0402499 | DLMS-Secure | 055 | TCPIP_DLMS | GSM | Feeder | 2666 | 201 | 11 KV DUDHGAON FEEDER | 194064 | 33/11 KV SUB-STATION WAGHOLI(G)
X0402502 | DLMS-Secure | 055 | TCPIP_DLMS | GSM | Feeder | 2666 | 203 | 11 KV PIMPALGAON (D) FEEDER | 194083 | 33/11 KV SUB-STATION MANGRUL
17271521 | DLMS-LnT | 053 | TCPIP_DLMS | GSM | Feeder | 2666 | 203 | 11 KV MASSA GAOTHAN FEEDER | 194054 | 33/11 KV SUB-STATION MASSA
X0402510 | DLMS-Secure | 055 | TCPIP_DLMS | GSM | Feeder | 2666 | 202 | 11 KV RAIGHAVAN FEEDER | 194015 | 33/11 KV SUB-STATION SHIRADHON
X0402506 | DLMS-Secure | 055 | TCPIP_DLMS | GSM | Feeder | 2666 | 205 | 11 KV DEODHANORA AG FEEDER | 194032 | 33/11 KV SUB-STATION GOVINDPUR
17271522 | DLMS-LnT | 053 | TCPIP_DLMS | GSM | Feeder | 2666 | 201 | 11 KV MANDAWA AG FEEDER | 194024 | 33/11 KV SUB-STATION ITKUR
17271523 | DLMS-LnT | 053 | TCPIP_DLMS | GSM | Feeder | 2666 | 203 | 11 KV KOTHALWADI AG FEEDER | 194024 | 33/11 KV SUB-STATION ITKUR
X0402996 | DLMS-Secure | 055 | TCPIP_DLMS | GSM | Feeder | 2666 | 201 | 11 KV BHOGJI AG FEEDER | 194066 | 33/11 KV SUB-STATION BHOGJI
X0402957 | DLMS-Secure | 055 | TCPIP_DLMS | GSM | Feeder | 2666 | 203 | 11 KV BANJARA FEEDER | 194063 | 33/11 KV SUB-STATION KHAMASWADI
14046341 | LnT | 053 | TCPIP_LnT_9600 | GSM | Feeder | 2666 | 202 | 11 KV WADGAON FEEDER | 194058 | 33/11 KV SUB-STATION PADOLI
XC428098 | DLMS-Secure | 055 | TCPIP_DLMS | GSM | Feeder | 2666 | 207 | 11KV BABHALGAON AG FEEDER | 194018 | 33/11 KV SUB-STATION DAHIPHAL
XC428110 | DLMS-Secure | 055 | TCPIP_DLMS | GSM | Feeder | 2666 | 208 | 11KV SHELGAON AG FEEDER | 194018 | 33/11 KV SUB-STATION DAHIPHAL
08026829 | DLMS-Genus | 065 | TCPIP_DLMS | GSM | Feeder | 2666 | 201 | 11KV JADHAVWADI NAGTHAN FEEDER | 194063 | 33/11 KV SUB-STATION KHAMASWADI
00567427 | DLMS-HPL | 076 | TCPIP_DLMS | GSM | Feeder | 2666 | 207 | 11 KV ADLERS EXPRESS | 194032 | 33/11 KV SUB-STATION GOVINDPUR
X2117534 | DLMS-Secure | 055 | TCPIP_DLMS | GSM | Feeder | 2666 | 204 | 11KV BORWANTI AG | 194083 | 33/11 KV SUB-STATION MANGRUL
X1705267 | DLMS-Secure | 055 | TCPIP_DLMS | GSM | Feeder | 2666 | 205 | 11 KV EIERENE NAVAL PVT LTD | 194090 | 33/11 KV SUBSTATION DHORALA
07035395 | LnT | 053 | TCPIP_LNT | GSM | Feeder | 2666 | 201 | 11 KV RAIGAVHAN AG FEEDER | 194057 | 33/11 KV SUB-STATION RAIGHAVAN
MSB08277 | Secure | 055 | TCPIP_Secure | GSM | Feeder | 2666 | 204 | 11 KV EXPRESS KALLAM W/W FEEDER | 194031 | 33/11 KV SUB-STATION LOHATA
X0402982 | DLMS-Secure | 055 | TCPIP_DLMS | GSM | Feeder | 2666 | 201 | 11 KV LOHATA AG FEEDER | 194031 | 33/11 KV SUB-STATION LOHATA
08026835 | DLMS-Genus | 065 | TCPIP_DLMS | GSM | Feeder | 2666 | 203 | 11 KV LOHATA GAOTHAN | 194031 | 33/11 KV SUB-STATION LOHATA
X2117535 | Secure | 055 | TCPIP_DLMS | GSM | Feeder | 2666 | 208 | 11KV MMANGRUL GAOTHAN | 194083 | 33/11 KV SUB-STATION MANGRUL
X0402509 | DLMS-Secure | 055 | NON_AMR_MODEM | GSM | Feeder | 2666 | 202 | 11 KV KOTHALA AG FEEDER | 194031 | 33/11 KV SUB-STATION LOHATA
00567399 | DLMS-HPL | 076 | TCPIP_DLMS | GSM | Feeder | 2666 | 204 | 11 KV JAWALA AG FEEDER | 194032 | 33/11 KV SUB-STATION GOVINDPUR
13546984 | DLMS-LnT | 053 | TCPIP_DLMS | GSM | Feeder | 2666 | 202 | 11 KV MASSA AG-II FEEDER | 194054 | 33/11 KV SUB-STATION MASSA
07410944 | LnT | 053 | TCPIP_LNT | GSM | Feeder | 2666 | 201 | 11 KV MASSA AG-I FEEDER | 194054 | 33/11 KV SUB-STATION MASSA
07327719 | LnT | 053 | TCPIP_LNT | GSM | Feeder | 2666 | 203 | 11 KV AWADSHIRPURA FEEDER | 194015 | 33/11 KV SUB-STATION SHIRADHON
16058620 | LnT | 053 | TCPIP_LnT_9600 | GSM | Feeder | 2666 | 204 | 11 KV NATURAL EXPRESS FEEDER | 194057 | 33/11 KV SUB-STATION RAIGHAVAN
MSP12605 | Secure | 055 | TCPIP_Secure | GSM | Feeder | 2666 | 202 | 11 KV KHERDA FEEDER | 194021 | 33/11 KV SUB-STATION MOHA
MSE75509 | Secure | 055 | TCPIP_Secure | GSM | Feeder | 2666 | 204 | 11 KV ADHALA AG FEEDER | 194024 | 33/11 KV SUB-STATION ITKUR
X0402503 | DLMS-Secure | 055 | TCPIP_DLMS | GSM | Feeder | 2666 | 201 | 11 KV MANGRUL FEEDER | 194083 | 33/11 KV SUB-STATION MANGRUL
X0402501 | DLMS-Secure | 055 | TCPIP_DLMS | GSM | Feeder | 2666 | 202 | 11 KV KHAMASWADI FEEDER | 194063 | 33/11 KV SUB-STATION KHAMASWADI
18206309 | DLMS-LnT | 053 | TCPIP_DLMS | GSM | Feeder | 2658 | 206 | SAKKARWADI AG | 194037 | 33/11 KV SHELGAON SUBSTATION
MSB08275 | Secure | 055 | TCPIP_Secure | GSM | Feeder | 2658 | 202 | LONI | 194003 | 33/11 PARANDA SUB-STATION
MSE75615 | Secure | 055 | TCPIP_Secure | GSM | Feeder | 2658 | 203 | 11 KV TANDULWADI AG | 194037 | 33/11 KV SHELGAON SUBSTATION
MSE75907 | Secure | 055 | TCPIP_Secure | GSM | Feeder | 2658 | 201 | WAKADI | 194044 | 33/11 KV WARADWADI SUBSTATION
14046271 | LnT | 053 | TCPIP_LnT_9600 | GSM | Feeder | 2658 | 206 | KARKHANA EXPRESS | 194034 | 33/11KV SUB-STATION SHIRALA
MSP12582 | Secure | 055 | TCPIP_Secure | GSM | Feeder | 2658 | 203 | 11 SHIRALA GFSS FEEDER | 194034 | 33/11KV SUB-STATION SHIRALA
13062926 | LnT | 053 | TCPIP_LnT_9600 | GSM | Feeder | 2658 | 206 | 11KV WATER SUPPLY EXPRESS FEEDER | 194003 | 33/11 PARANDA SUB-STATION
08023713 | DLMS-Genus | 065 | TCPIP_DLMS | GSM | Feeder | 2658 | 203 | WAGEGAVAN | 194003 | 33/11 PARANDA SUB-STATION
08189586 | LnT | 053 | TCPIP_LNT | GSM | Feeder | 2658 | 202 | KOUDGAON AG | 194046 | 33/11KV SONARI SUB-STATION
08189743 | LnT | 053 | TCPIP_LNT | GSM | Feeder | 2658 | 202 | 11 KV CHINCHPUR AG | 194037 | 33/11 KV SHELGAON SUBSTATION
12023425 | LnT | 053 | TCPIP_LnT_9600 | GSM | Feeder | 2658 | 204 | NALGAON AG | 194034 | 33/11KV SUB-STATION SHIRALA
07429559 | LnT | 053 | TCPIP_LNT | GSM | Feeder | 2658 | 202 | SHIRALA | 194034 | 33/11KV SUB-STATION SHIRALA
MSE75910 | Secure | 055 | TCPIP_Secure | GSM | Feeder | 2658 | 201 | ANALA | 194014 | 33/11KV ANALA SUB-STATION
08189587 | LnT | 053 | TCPIP_LNT | GSM | Feeder | 2658 | 203 | WAKADI GAOTHAN | 194044 | 33/11 KV WARADWADI SUBSTATION
XE482826 | DLMS-Secure | 055 | TCPIP_DLMS | GSM | Feeder | 2658 | 203 | 11KV KURDUWADI FEEDER | 194105 | NEW PARANDA IPDS
14046395 | LnT | 053 | TCPIP_LnT_9600 | GSM | Feeder | 2658 | 205 | WADNER AG | 194034 | 33/11KV SUB-STATION SHIRALA
XD413957 | DLMS-Secure | 055 | TCPIP_DLMS | GSM | Feeder | 2658 | 202 | 11 KV PACHPIMPALA AG | 194025 | 33/11 KV PACHPIMPLA SUBSTATION
XD413937 | DLMS-Secure | 055 | TCPIP_DLMS | GSM | Feeder | 2658 | 203 | 11 KV ANDORI AG | 194025 | 33/11 KV PACHPIMPLA SUBSTATION
XD413781 | DLMS-Secure | 055 | TCPIP_DLMS | GSM | Feeder | 2658 | 201 | 11 KV PACHPIMPALA GAOTHAN | 194025 | 33/11 KV PACHPIMPLA SUBSTATION
14046417 | LnT | 053 | TCPIP_LnT_9600 | GSM | Feeder | 2658 | 207 | WAGEGAWAN AG | 194034 | 33/11KV SUB-STATION SHIRALA
X1251834 | DLMS-Secure | 055 | TCPIP_DLMS | GSM | Feeder | 2658 | 205 | ANALA GAOTHAN FEEDER | 194014 | 33/11KV ANALA SUB-STATION
18206307 | DLMS-LnT | 053 | TCPIP_DLMS | GSM | Feeder | 2658 | 201 | 11 KV SHELGAON AG | 194037 | 33/11 KV SHELGAON SUBSTATION
18206306 | DLMS-LnT | 053 | TCPIP_DLMS | GSM | Feeder | 2658 | 203 | Parewadi Ag | 194085 | 33/11 KV DONJA SUBSTATION
18206304 | DLMS-LnT | 053 | TCPIP_DLMS | GSM | Feeder | 2658 | 201 | DONJA AG | 194085 | 33/11 KV DONJA SUBSTATION
X0402507 | DLMS-Secure | 055 | TCPIP_DLMS | GSM | Feeder | 2658 | 204 | SAKAT-KOUDGAON GAOTHAN | 194046 | 33/11KV SONARI SUB-STATION
X0402522 | DLMS-Secure | 055 | TCPIP_DLMS | GSM | Feeder | 2658 | 206 | KUMBHEFAL | 194046 | 33/11KV SONARI SUB-STATION
X0402508 | DLMS-Secure | 055 | TCPIP_DLMS | GSM | Feeder | 2658 | 201 | SAKAT AG | 194046 | 33/11KV SONARI SUB-STATION
XF471054 | DLMS-Secure | 055 | TCPIP_DLMS | GSM | Feeder | 2658 | 203 | 11 KV DHARAN FEEDER | 194106 | 33/11 KV ROSA SUBSTATION
XG437253 | DLMS-Secure | 055 | TCPIP_DLMS | GSM | Feeder | 2658 | 202 | 11 KV BHOTRA AG FEEDER | 194106 | 33/11 KV ROSA SUBSTATION
XG437260 | DLMS-Secure | 055 | TCPIP_DLMS | GSM | Feeder | 2658 | 201 | 11 KV ROSA AG FEEDER | 194106 | 33/11 KV ROSA SUBSTATION
XF470630 | DLMS-Secure | 055 | TCPIP_DLMS | GSM | Feeder | 2658 | 201 | 11KV TEHSHIL FEEDER | 194105 | NEW PARANDA IPDS
XF470627 | DLMS-Secure | 055 | TCPIP_DLMS | GSM | Feeder | 2658 | 202 | 11KV VIDYANAGAR FEEDER | 194105 | NEW PARANDA IPDS
XE489835 | DLMS-Secure | 055 | TCPIP_DLMS | GSM | Feeder | 2658 | 204 | 11KV DHAHITANA AG FEEDER | 194099 | 33/11 kv DHAGPIMPARI SUB STATION
07028411 | LnT | 053 | TCPIP_LNT | GSM | Feeder | 2658 | 201 | LOHARA | 194034 | 33/11KV SUB-STATION SHIRALA
18206305 | DLMS-LnT | 053 | TCPIP_DLMS | GSM | Feeder | 2658 | 202 | ALESHWAR AG FEEDER | 194085 | 33/11 KV DONJA SUBSTATION
08189554 | LnT | 053 | TCPIP_LNT | GSM | Feeder | 2658 | 202 | ASSU | 194044 | 33/11 KV WARADWADI SUBSTATION
08189553 | LnT | 053 | TCPIP_LNT | GSM | Feeder | 2658 | 203 | KANDARI AG | 194046 | 33/11KV SONARI SUB-STATION
08189552 | LnT | 053 | TCPIP_LNT | GSM | Feeder | 2658 | 201 | PARANDA | 194003 | 33/11 PARANDA SUB-STATION
15086492 | LnT | 053 | TCPIP_LnT_9600 | GSM | Feeder | 2658 | 203 | 11KV KHASGAON FEEDER | 194099 | 33/11 kv DHAGPIMPARI SUB STATION
15059237 | LnT | 053 | TCPIP_LnT_9600 | GSM | Feeder | 2658 | 201 | 11kv DHAGPIMPARI FEEDER | 194099 | 33/11 kv DHAGPIMPARI SUB STATION
15086496 | LnT | 053 | TCPIP_LnT_9600 | GSM | Feeder | 2658 | 202 | 11KV SARANWADI FEEDER | 194099 | 33/11 kv DHAGPIMPARI SUB STATION
MSB08305 | Secure | 055 | TCPIP_Secure | GSM | Feeder | 2658 | 205 | DONJA | 194003 | 33/11 PARANDA SUB-STATION
MSB08300 | Secure | 055 | TCPIP_Secure | GSM | Feeder | 2658 | 204 | KHASAPURI | 194003 | 33/11 PARANDA SUB-STATION
18206308 | DLMS-LnT | 053 | TCPIP_DLMS | GSM | Feeder | 2658 | 204 | 11 KV SHELGAON GFSS | 194037 | 33/11 KV SHELGAON SUBSTATION
X1093036 | DLMS-Secure | 055 | TCPIP_DLMS | GSM | Feeder | 2623 | 203 | 11 KV SUMBHA AG FEEDER | 194035 | 33/11 KV SUB-STATION JAGJI
X1093278 | DLMS-Secure | 055 | TCPIP_DLMS | GSM | Feeder | 2623 | 207 | 11 KV BHIKAR SAROLA AG FEEDER | 194035 | 33/11 KV SUB-STATION JAGJI
X1093122 | DLMS-Secure | 055 | TCPIP_DLMS | GSM | Feeder | 2623 | 205 | 11 KV PALSAP JAGJI GAOTHAN FEEDER | 194035 | 33/11 KV SUB-STATION JAGJI
X1093116 | DLMS-Secure | 055 | TCPIP_DLMS | GSM | Feeder | 2623 | 202 | 11 KV PALSAP AG FEEDER | 194035 | 33/11 KV SUB-STATION JAGJI
X0402511 | DLMS-Secure | 055 | TCPIP_DLMS | GSM | Feeder | 2623 | 206 | 11 KV KOND AG FEEDER | 194035 | 33/11 KV SUB-STATION JAGJI
X1093251 | DLMS-Secure | 055 | TCPIP_DLMS | GSM | Feeder | 2623 | 201 | 11 KV JAGJI AG FEEDER | 194035 | 33/11 KV SUB-STATION JAGJI
X1093077 | DLMS-Secure | 055 | TCPIP_DLMS | GSM | Feeder | 2623 | 204 | 11 KV KOND GAOTHAN FEEDER | 194035 | 33/11 KV SUB-STATION JAGJI
08026827 | DLMS-Genus | 065 | TCPIP_DLMS | GSM | Feeder | 2623 | 206 | 11 KV HV TECH. EXPRESS FEEDER | 194049 | 33/11 KV SUB-STATION UPLA (M)
X0494521 | DLMS-Secure | 055 | TCPIP_DLMS | GSM | Feeder | 2623 | 211 | 11KV HINGLAJWADI GAVTHAN FEEDER | 194020 | 33/11 KV SUB-STATION TER
X1481457 | DLMS-Secure | 055 | TCPIP_DLMS | GSM | Feeder | 2623 | 209 | 11 KV JAI AMBIKA FEEDER | 194062 | 33/11 KV SUB-STATION PADOLI (A)
X1750535 | DLMS-Secure | 055 | TCPIP_DLMS | GSM | Feeder | 2623 | 204 | 11 KV KARKHANA FEEDER | 194094 | 33/11 KV SUB-STATION TADAWALA (K)
X1093432 | DLMS-Secure | 055 | TCPIP_DLMS | GSM | Feeder | 2623 | 203 | 11 KV GOVINDPUR FEEDER | 194010 | 33/11 KV SUB-STATION DHOKI
X1093230 | DLMS-Secure | 055 | TCPIP_DLMS | GSM | Feeder | 2623 | 208 | 11 KV NRASINHA PETROL PUMP | 194010 | 33/11 KV SUB-STATION DHOKI
X1093446 | DLMS-Secure | 055 | TCPIP_DLMS | GSM | Feeder | 2623 | 205 | 11KV BHADACHIWADI FEEDER | 194050 | 33/11 KV SUB-STATION KHED
X1093285 | DLMS-Secure | 055 | TCPIP_DLMS | GSM | Feeder | 2623 | 203 | 11 KV KINI FEEDER | 194050 | 33/11 KV SUB-STATION KHED
X1093283 | DLMS-Secure | 055 | TCPIP_DLMS | GSM | Feeder | 2623 | 205 | 11 KV MULEWADI AG GEEDER | 194020 | 33/11 KV SUB-STATION TER
X1093155 | DLMS-Secure | 055 | TCPIP_DLMS | GSM | Feeder | 2623 | 209 | 11 KV TER GAOTHAN FEEDER | 194020 | 33/11 KV SUB-STATION TER
X1093045 | DLMS-Secure | 055 | TCPIP_DLMS | GSM | Feeder | 2623 | 204 | 11 KV PANWADI FEEDER | 194020 | 33/11 KV SUB-STATION TER
X0994259 | DLMS-Secure | 055 | TCPIP_DLMS | GSM | Feeder | 2623 | 207 | 11KV DHOKI SOLAR FEEDER | 194010 | 33/11 KV SUB-STATION DHOKI
X1251795 | DLMS-Secure | 055 | TCPIP_DLMS | GSM | Feeder | 2623 | 208 | WANEWADI-KAJLA GAOTHAN FEEDER | 194038 | 33/11 KV SUB-STATION WAGHOLI
X1093287 | DLMS-Secure | 055 | TCPIP_DLMS | GSM | Feeder | 2623 | 201 | 11 KV TER AG FEEDER | 194020 | 33/11 KV SUB-STATION TER
X1093444 | DLMS-Secure | 055 | TCPIP_DLMS | GSM | Feeder | 2623 | 208 | 11 KV MINOR DRIP IRRIGATION FEEDER | 194020 | 33/11 KV SUB-STATION TER
X1093141 | DLMS-Secure | 055 | TCPIP_DLMS | GSM | Feeder | 2623 | 203 | 11 KV WAGHOLI FEEDER | 194020 | 33/11 KV SUB-STATION TER
XC428101 | DLMS-Secure | 055 | TCPIP_DLMS | GSM | Feeder | 2623 | 210 | 11 KV RAMWADI GAOTHAN FEEDER | 194020 | 33/11 KV SUB-STATION TER
X0400783 | DLMS-Secure | 055 | TCPIP_DLMS | GSM | Feeder | 2623 | 201 | 11 KV PADOLI (A) FEEDER | 194062 | 33/11 KV SUB-STATION PADOLI (A)
X0400786 | DLMS-Secure | 055 | TCPIP_DLMS | GSM | Feeder | 2623 | 202 | 11 KV CHIKALI FEEDER | 194011 | 33/11 KV SUB-STATION KAMEGAON
X0402519 | DLMS-Secure | 055 | TCPIP_DLMS | GSM | Feeder | 2623 | 202 | 11 KV KHAMGAON FEEDER | 194010 | 33/11 KV SUB-STATION DHOKI
X0398499 | DLMS-Secure | 055 | TCPIP_DLMS | GSM | Feeder | 2623 | 201 | 11 KV AMBEJAWALGA FEEDER | 194007 | 33/11 KV SUB-STATION YEDASHI
XC482306 | DLMS-Secure | 055 | TCPIP_DLMS | GSM | Feeder | 2623 | 204 | 11KV TOLL PLAZA FEEDER | 194007 | 33/11 KV SUB-STATION YEDASHI
X0402497 | DLMS-Secure | 055 | TCPIP_DLMS | GSM | Feeder | 2623 | 201 | 11 KV KHED FEEDER | 194050 | 33/11 KV SUB-STATION KHED
X0398500 | DLMS-Secure | 055 | TCPIP_DLMS | GSM | Feeder | 2623 | 202 | 11 KV ALNI FEEDER | 194050 | 33/11 KV SUB-STATION KHED
08026818 | DLMS-Genus | 065 | TCPIP_DLMS | GSM | Feeder | 2623 | 203 | 11 KV GHUGI FEEDER | 194062 | 33/11 KV SUB-STATION PADOLI (A)
08026817 | DLMS-Genus | 065 | TCPIP_DLMS | GSM | Feeder | 2623 | 204 | 11 KV KOLHEGAON FEEDER | 194010 | 33/11 KV SUB-STATION DHOKI
00307189 | DLMS-HPL | 076 | TCPIP_DLMS | GSM | Feeder | 2623 | 202 | 11 KV SHINGOLI AG FEEDER | 194049 | 33/11 KV SUB-STATION UPLA (M)
08026838 | DLMS-Genus | 065 | TCPIP_DLMS | GSM | Feeder | 2623 | 204 | 11 KV SWAMI AGRO INDUSTRY EXP. FEEDER | 194062 | 33/11 KV SUB-STATION PADOLI (A)
X1341687 | DLMS-Secure | 055 | TCPIP_DLMS | GSM | Feeder | 2623 | 208 | 11KV SAMUDRAWANI FEEDER | 194062 | 33/11 KV SUB-STATION PADOLI (A)
08023589 | DLMS-Genus | 065 | TCPIP_DLMS | GSM | Feeder | 2623 | 206 | 11 KV MULEWADI GAOTHAN FEEDER | 194020 | 33/11 KV SUB-STATION TER
X0994222 | DLMS-Secure | 055 | TCPIP_DLMS | GSM | Feeder | 2623 | 201 | 11 KV TAWARAJKHEDA AG FEEDER | 194107 | 33/11 KV SUBSTATION KOND
X0994224 | DLMS-Secure | 055 | TCPIP_DLMS | GSM | Feeder | 2623 | 202 | 11KV KOND GAOTHAN FEEDER | 194107 | 33/11 KV SUBSTATION KOND
X0994279 | DLMS-Secure | 055 | TCPIP_DLMS | GSM | Feeder | 2623 | 203 | 11KV KOND AG | 194107 | 33/11 KV SUBSTATION KOND
X1341691 | DLMS-Secure | 055 | TCPIP_DLMS | GSM | Feeder | 2623 | 207 | 11KV NITALI FEEDER | 194062 | 33/11 KV SUB-STATION PADOLI (A)
X0994247 | DLMS-Secure | 055 | TCPIP_DLMS | GSM | Feeder | 2623 | 205 | 11KV YEDSHI SOLAR FEEDER | 194007 | 33/11 KV SUB-STATION YEDASHI
X0398498 | DLMS-Secure | 055 | TCPIP_DLMS | GSM | Feeder | 2623 | 203 | 11 KV JAWALA FEEDER | 194007 | 33/11 KV SUB-STATION YEDASHI
X0400787 | DLMS-Secure | 055 | TCPIP_DLMS | GSM | Feeder | 2623 | 204 | 11 KV RAJURI FEEDER | 194011 | 33/11 KV SUB-STATION KAMEGAON
X0400784 | DLMS-Secure | 055 | TCPIP_DLMS | GSM | Feeder | 2623 | 202 | 11 KV MENDHA FEEDER | 194062 | 33/11 KV SUB-STATION PADOLI (A)
X0400785 | DLMS-Secure | 055 | TCPIP_DLMS | GSM | Feeder | 2623 | 205 | 11 KV RAJE BORGAON FEEDER | 194011 | 33/11 KV SUB-STATION KAMEGAON
X0402516 | DLMS-Secure | 055 | TCPIP_DLMS | GSM | Feeder | 2623 | 205 | 11 KV WARUDA AG FEEDER | 194049 | 33/11 KV SUB-STATION UPLA (M)
X0402515 | DLMS-Secure | 055 | TCPIP_DLMS | GSM | Feeder | 2623 | 203 | 11 KV UPALA GAOTHAN FEEDER | 194049 | 33/11 KV SUB-STATION UPLA (M)
X0402512 | DLMS-Secure | 055 | TCPIP_DLMS | GSM | Feeder | 2623 | 203 | 11 KV TAKALI (D) FEEDER | 194065 | 33/11 KV SUB-STATION TAKALI (D)
MSB02677 | Secure | 055 | TCPIP_Secure | GSM | Feeder | 2623 | 202 | 11 KV YEDSHI FEEDER | 194007 | 33/11 KV SUB-STATION YEDASHI
07028474 | LnT | 053 | TCPIP_LNT | GSM | Feeder | 2623 | 204 | 11 KV VIMANTAL FEEDER | 194050 | 33/11 KV SUB-STATION KHED
MSU12026 | Secure | 055 | TCPIP_Secure | GSM | Feeder | 2623 | 201 | 11 KV KOMBADWADI FEEDER | 194010 | 33/11 KV SUB-STATION DHOKI
15086506 | LnT | 053 | TCPIP_LnT_9600 | GSM | Feeder | 2623 | 205 | 11 KV VISHWARUPA EXPRESS FEEDER | 194062 | 33/11 KV SUB-STATION PADOLI (A)
15086475 | LnT | 053 | TCPIP_LnT_9600 | GSM | Feeder | 2623 | 202 | 11 KV TADAWALA FEEDER | 194094 | 33/11 KV SUB-STATION TADAWALA (K)
15086477 | LnT | 053 | TCPIP_LnT_9600 | GSM | Feeder | 2623 | 201 | 11 KV GOPALWADI FEEDER | 194094 | 33/11 KV SUB-STATION TADAWALA (K)
06600588 | LnT | 053 | TCPIP_LNT | GSM | Feeder | 2623 | 203 | 11 KV KAMEGAON FEEDER | 194011 | 33/11 KV SUB-STATION KAMEGAON
X0402513 | DLMS-Secure | 055 | TCPIP_LNT | GSM | Feeder | 2623 | 202 | 11 KV IRLA FEEDER | 194065 | 33/11 KV SUB-STATION TAKALI (D)
X0402514 | DLMS-Secure | 055 | TCPIP_LNT | GSM | Feeder | 2623 | 201 | 11 KV YEOTI FEEDER | 194065 | 33/11 KV SUB-STATION TAKALI (D)
X0398497 | DLMS-Secure | 055 | TCPIP_LnT_9600 | GSM | Feeder | 2623 | 206 | 11 KV WANEWADI FEEDER | 194038 | 33/11 KV SUB-STATION WAGHOLI
X0398496 | DLMS-Secure | 055 | TCPIP_LnT_9600 | GSM | Feeder | 2623 | 207 | 11 KV SAROLA FEEDER | 194038 | 33/11 KV SUB-STATION WAGHOLI
08023683 | DLMS-Genus | 065 | TCPIP_DLMS | GSM | Feeder | 2623 | 201 | 11 KV UPLA AG FEEDER | 194049 | 33/11 KV SUB-STATION UPLA (M)
X1082534 | DLMS-Secure | 055 | TCPIP_DLMS | GSM | Feeder | 2623 | 206 | 11 KV DHOKI FEEDER | 194010 | 33/11 KV SUB-STATION DHOKI
MSB02668 | Secure | 055 | TCPIP_Secure | GSM | Feeder | 2623 | 207 | 11 KV TER WATER WORKS FEEDER | 194020 | 33/11 KV SUB-STATION TER
07411009 | LnT | 053 | TCPIP_LNT | GSM | Feeder | 4820 | 204 | 11 KV RUI | 194055 | 33/11 KV SUBSTATION PARGAON
MSE75658 | Secure | 055 | TCPIP_Secure | GSM | Feeder | 4820 | 201 | 11KV PARA | 194040 | 33/11KV SUB-STATION PARA
06600587 | LnT | 053 | TCPIP_LNT | GSM | Feeder | 4820 | 206 | 11 KV S S K EXPRESS FEEDER | 194013 | 33/11 KV SUBSTATION WASHI
MSE75657 | Secure | 055 | TCPIP_Secure | GSM | Feeder | 4820 | 202 | 11 KV DONGERWADI AG | 194040 | 33/11KV SUB-STATION PARA
X0402973 | DLMS-Secure | 055 | TCPIP_DLMS | GSM | Feeder | 4820 | 201 | 11 KV YESWANDI | 194069 | 33/11 substation yeswandi
X0402969 | DLMS-Secure | 055 | TCPIP_DLMS | GSM | Feeder | 4820 | 201 | 11 KV TERKHEDA AG | 194053 | 33/11 KV Terkheda
XG477007 | DLMS-Secure | 055 | TCPIP_DLMS | GSM | Feeder | 4820 | 201 | 11 KV BAVI AND MANDAWA GFSS | 194108 | 33/11 KV BAVI SUBSTATION
XG477003 | DLMS-Secure | 055 | TCPIP_DLMS | GSM | Feeder | 4820 | 203 | 11 KV SONAWADI | 194108 | 33/11 KV BAVI SUBSTATION
XG476980 | DLMS-Secure | 055 | TCPIP_DLMS | GSM | Feeder | 4820 | 202 | 11 KV BAVI AG FEEDER | 194108 | 33/11 KV BAVI SUBSTATION
08023572 | DLMS-Genus | 065 | TCPIP_DLMS | GSM | Feeder | 4820 | 202 | 11 KV LOANKHAS AG | 194055 | 33/11 KV SUBSTATION PARGAON
08023573 | DLMS-Genus | 065 | TCPIP_DLMS | GSM | Feeder | 4820 | 203 | 11 KV RUI-PIMPALGAON GAODAN | 194055 | 33/11 KV SUBSTATION PARGAON
X0402971 | DLMS-Secure | 055 | TCPIP_DLMS | GSM | Feeder | 4820 | 204 | 11 KV WADJI AG | 194053 | 33/11 KV Terkheda
X0402972 | DLMS-Secure | 055 | TCPIP_DLMS | GSM | Feeder | 4820 | 202 | 11 KV INDAPUR AG | 194053 | 33/11 KV Terkheda
X0402970 | DLMS-Secure | 055 | TCPIP_DLMS | GSM | Feeder | 4820 | 205 | 11 KV TERKHEAD GAOTHAN | 194053 | 33/11 KV Terkheda
X0402976 | DLMS-Secure | 055 | TCPIP_DLMS | GSM | Feeder | 4820 | 201 | 11 KV KHANAPUR | 194084 | 33/11 KV PARDI
14089139 | LnT | 053 | TCPIP_LnT_9600 | GSM | Feeder | 4820 | 201 | L.PIMPALGAON GAOTHAN | 194087 | 33/11 kv LINGI PIMPALGAON S/S
14089102 | LnT | 053 | TCPIP_LnT_9600 | GSM | Feeder | 4820 | 202 | 11 KV RAMNAGAR AG FEEDER | 194087 | 33/11 kv LINGI PIMPALGAON S/S
08023575 | DLMS-Genus | 065 | TCPIP_DLMS | GSM | Feeder | 4820 | 204 | 11 KV PARA | 194013 | 33/11 KV SUBSTATION WASHI
08023574 | DLMS-Genus | 065 | TCPIP_DLMS | GSM | Feeder | 4820 | 203 | 11 KV KUNTHALGIRI | 194013 | 33/11 KV SUBSTATION WASHI
X0402974 | DLMS-Secure | 055 | TCPIP_DLMS | GSM | Feeder | 4820 | 203 | 11 KV SARAMKUNDI | 194069 | 33/11 substation yeswandi
X0402977 | DLMS-Secure | 055 | TCPIP_DLMS | GSM | Feeder | 4820 | 203 | 11 KV KANHERI | 194084 | 33/11 KV PARDI
X0402975 | DLMS-Secure | 055 | TCPIP_DLMS | GSM | Feeder | 4820 | 202 | 11 KV VIZORA | 194069 | 33/11 substation yeswandi
X0402981 | DLMS-Secure | 055 | TCPIP_DLMS | GSM | Feeder | 4820 | 202 | 11 KV GOLEGAON GAOTHAN | 194084 | 33/11 KV PARDI
X0402994 | DLMS-Secure | 055 | TCPIP_DLMS | GSM | Feeder | 4820 | 201 | 11 KV INDAPUR AG | 194013 | 33/11 KV SUBSTATION WASHI
08016981 | LnT | 053 | TCPIP_LNT | GSM | Feeder | 4820 | 203 | 11 KV PARA GAOTHAN | 194040 | 33/11KV SUB-STATION PARA
X0402993 | DLMS-Secure | 055 | TCPIP_DLMS | GSM | Feeder | 4820 | 205 | 11 KV INDAPUR GAOTHAN | 194013 | 33/11 KV SUBSTATION WASHI
14089090 | LnT | 053 | TCPIP_LnT_9600 | GSM | Feeder | 4820 | 203 | L.PIMPALGAON AG | 194087 | 33/11 kv LINGI PIMPALGAON S/S
08023571 | DLMS-Genus | 065 | TCPIP_DLMS | GSM | Feeder | 4820 | 201 | 11 KV PARGAON GAODAN | 194055 | 33/11 KV SUBSTATION PARGAON
08026848 | DLMS-Genus | 065 | TCPIP_DLMS | GSM | Feeder | 4758 | 202 | 11KV SALEGAON SPP feeder | 194008 | YENEGUR
08026844 | DLMS-Genus | 065 | TCPIP_DLMS | GSM | Feeder | 4758 | 207 | 11 KV LOKMANGAL EXPRESS | 194016 | LOHARA
16011680 | LnT | 053 | TCPIP_LnT_9600 | GSM | Feeder | 4758 | 206 | 11 KV KHED SPP FEEDER | 194016 | LOHARA
16047673 | LnT | 053 | TCPIP_LnT_9600 | GSM | Feeder | 4758 | 204 | 11 KV UNDARGAON SPP FEEDER | 194016 | LOHARA
16047614 | LnT | 053 | TCPIP_LnT_9600 | GSM | Feeder | 4758 | 205 | 11 KV MOGHA FEEDER SPP | 194016 | LOHARA
MSP12578 | Secure | 055 | TCPIP_Secure | GSM | Feeder | 4758 | 203 | 11 KV Tahasil SPP | 194016 | LOHARA
00567440 | DLMS-HPL | 076 | TCPIP_DLMS | GSM | Feeder | 4758 | 202 | 11 KV Hipparaga SPP Feeder | 194016 | LOHARA
X1093662 | DLMS-Secure | 055 | TCPIP_DLMS | GSM | Feeder | 4758 | 203 | 11 KV KANEGAON SPP FEEDER | 194079 | 33/11 KV KANEGAON
X1093661 | DLMS-Secure | 055 | TCPIP_DLMS | GSM | Feeder | 4758 | 202 | 11 KV NAGUR SPP FEEDER | 194079 | 33/11 KV KANEGAON
07429436 | LnT | 053 | TCPIP_LNT | GSM | Feeder | 4758 | 201 | 11 KV HIPPARAGA S SPP feeder | 194048 | JEWALI
MSP12574 | Secure | 055 | TCPIP_Secure | GSM | Feeder | 4758 | 202 | 11 KV BHOSAGA SPP feeder | 194048 | JEWALI
14036302 | LnT | 053 | TCPIP_LnT_9600 | GSM | Feeder | 4758 | 204 | 11 KV ASHTA AG FEEDER | 194048 | JEWALI
MSE75717 | Secure | 055 | TCPIP_Secure | GSM | Feeder | 4758 | 203 | 11KV TUGAON SPP feeder | 194008 | YENEGUR
MSB08303 | Secure | 055 | TCPIP_Secure | GSM | Feeder | 4758 | 206 | 11 KV Dalimb Gaothan | 194008 | YENEGUR
14046403 | LnT | 053 | TCPIP_LnT_9600 | GSM | Feeder | 4758 | 206 | 11 kv PANDHARI fedder | 194048 | JEWALI
XE489788 | DLMS-Secure | 055 | TCPIP_DLMS | GSM | Feeder | 4758 | 208 | 11 KV ASHTA GAOTHAN FEEDER | 194048 | JEWALI
X0402534 | DLMS-Secure | 055 | TCPIP_DLMS | GSM | Feeder | 4758 | 202 | 11KV Dhanuri SPP feeder | 195000 | Tawshigad
X1254328 | DLMS-Secure | 055 | TCPIP_DLMS | GSM | Feeder | 4758 | 201 | 11 KV PETHSANGVI SPP | 194109 | 33/11 KV HOLI S/S (DDUGJY)
X1093093 | DLMS-Secure | 055 | TCPIP_DLMS | GSM | Feeder | 4758 | 208 | sparsh | 194092 | SASTUR
X1093133 | DLMS-Secure | 055 | TCPIP_DLMS | GSM | Feeder | 4758 | 205 | 11 KV Holi SPP feeder | 194092 | SASTUR
X0402526 | DLMS-Secure | 055 | TCPIP_DLMS | GSM | Feeder | 4758 | 203 | 11kv Harali SPP feeder | 195000 | Tawshigad
X0402535 | DLMS-Secure | 055 | TCPIP_DLMS | GSM | Feeder | 4758 | 201 | 11kv Tawshigad SPP feeder | 195000 | Tawshigad
X0402536 | DLMS-Secure | 055 | TCPIP_DLMS | GSM | Feeder | 4758 | 201 | 11 KV BHATANGALI SPP FEEDER | 194079 | 33/11 KV KANEGAON
X1301207 | DLMS-Secure | 055 | TCPIP_DLMS | GSM | Feeder | 4758 | 205 | 11 KV ARNI SPP FEEDER | 194079 | 33/11 KV KANEGAON
X1301196 | DLMS-Secure | 055 | TCPIP_DLMS | GSM | Feeder | 4758 | 206 | 11 KV KANEGAON SPP FEEDER | 194079 | 33/11 KV KANEGAON
X1301206 | DLMS-Secure | 055 | TCPIP_DLMS | GSM | Feeder | 4758 | 204 | 11 KV KASTI SPP FEEDER | 194079 | 33/11 KV KANEGAON
X1251794 | DLMS-Secure | 055 | TCPIP_DLMS | GSM | Feeder | 4758 | 204 | HARALI GAOTHAN FEEDER | 195000 | Tawshigad
X0494540 | DLMS-Secure | 055 | TCPIP_DLMS | GSM | Feeder | 4758 | 208 | YENEGUR GAONTHAN (DDUGJY) | 194008 | YENEGUR
X1750550 | DLMS-Secure | 055 | TCPIP_DLMS | GSM | Feeder | 4758 | 211 | 11KV SASTUR SOLAR POWER EVACUATION FEEDE | 194092 | SASTUR
X1093414 | DLMS-Secure | 055 | TCPIP_DLMS | GSM | Feeder | 4758 | 206 | 11 KV Sastur Gaothan | 194092 | SASTUR
00567433 | DLMS-HPL | 076 | TCPIP_DLMS | GSM | Feeder | 4758 | 204 | 11KV Pethsangavi SPP feeder | 194092 | SASTUR
08026840 | DLMS-Genus | 065 | TCPIP_DLMS | GSM | Feeder | 4758 | 204 | 11KV SUNDARWADI AG FEEDER | 194008 | YENEGUR
XE489790 | DLMS-Secure | 055 | TCPIP_DLMS | GSM | Feeder | 4758 | 207 | JEWALI GAONTHAN (DDUGJY) | 194048 | JEWALI
08023715 | DLMS-Genus | 065 | TCPIP_DLMS | GSM | Feeder | 4758 | 205 | 11 KV Nalwadi SPP feeder | 194008 | YENEGUR
X1093239 | DLMS-Secure | 055 | TCPIP_DLMS | GSM | Feeder | 4758 | 203 | 11 KV makani AG | 194092 | SASTUR
X1093142 | DLMS-Secure | 055 | NON_AMR_MODEM | GSM | Feeder | 4758 | 207 | 11 KV KARAJGAON AG | 194092 | SASTUR
X1093320 | DLMS-Secure | 055 | NON_AMR_MODEM | GSM | Feeder | 4758 | 210 | 11 KV KARAJGAON GAONTHAN | 194092 | SASTUR
08026831 | DLMS-Genus | 065 | TCPIP_DLMS | GSM | Feeder | 4758 | 202 | 11 KV waterworks | 194092 | SASTUR
X0994237 | DLMS-Secure | 055 | TCPIP_DLMS | GSM | Feeder | 4758 | 209 | SOLAR FEEDER | 194008 | YENEGUR
X1254327 | DLMS-Secure | 055 | TCPIP_DLMS | GSM | Feeder | 4758 | 203 | 11KV HOLI AG | 194109 | 33/11 KV HOLI S/S (DDUGJY)
X1254325 | DLMS-Secure | 055 | TCPIP_DLMS | GSM | Feeder | 4758 | 202 | 11 KV MAAD SPP | 194109 | 33/11 KV HOLI S/S (DDUGJY)
X1251837 | DLMS-Secure | 055 | TCPIP_DLMS | GSM | Feeder | 4758 | 207 | 11 KV DHANORI GAOTHAN FEEDER | 195000 | Tawshigad
MSE75557 | Secure | 055 | TCPIP_Secure | GSM | Feeder | 2674 | 203 | 11 KV CHENDKAL AG | 194073 | 33/11 KV SUBSTATION BEDGA
20008085 | DLMS-LnT | 053 | TCPIP_DLMS | GSM | Feeder | 2674 | 202 | 11 KV AROGYA NAGARI FEEDER | 194115 | 33/11 KV OMERGA GIS S/S
XD413898 | DLMS-Secure | 055 | TCPIP_DLMS | GSM | Feeder | 2674 | 205 | 11 KV KALANIMBALA GAOTHAN (DDUGJY) | 194074 | 33/11 KV SUBSTATION BALSOOR
21000129 | DLMS-LnT | 053 | TCPIP_DLMS | GSM | Feeder | 2674 | 201 | 11 KV DATTA MANDIR FEEDER | 194115 | 33/11 KV OMERGA GIS S/S
XD413787 | DLMS-Secure | 055 | TCPIP_DLMS | GSM | Feeder | 2674 | 207 | 11 KV BALSUR/RAMPUR AG (DDUGJY) | 194074 | 33/11 KV SUBSTATION BALSOOR
20008087 | DLMS-LnT | 053 | TCPIP_DLMS | GSM | Feeder | 2674 | 204 | 11 KV MAHADEV GALLI FEEDER | 194115 | 33/11 KV OMERGA GIS S/S
XG438038 | DLMS-Secure | 055 | TCPIP_DLMS | GSM | Feeder | 2674 | 207 | UDCHANE PLOT FEEDER | 194012 | 33/11KV MURUM S/S
X1301197 | DLMS-Secure | 055 | TCPIP_DLMS | GSM | Feeder | 2674 | 205 | 11 KV AURAD AG FEEDER | 194075 | 33/11 KV SUBSTATION GUNJOTI
X0402524 | DLMS-Secure | 055 | TCPIP_DLMS | GSM | Feeder | 2674 | 202 | 11 KV KADER AG | 194075 | 33/11 KV SUBSTATION GUNJOTI
X0402525 | DLMS-Secure | 055 | TCPIP_DLMS | GSM | Feeder | 2674 | 203 | 11 KV BHUSANI AG | 194075 | 33/11 KV SUBSTATION GUNJOTI
X0402523 | DLMS-Secure | 055 | TCPIP_DLMS | GSM | Feeder | 2674 | 201 | 11 KV MURALI GAOTHAN | 194075 | 33/11 KV SUBSTATION GUNJOTI
X0402530 | DLMS-Secure | 055 | TCPIP_DLMS | GSM | Feeder | 2674 | 202 | 11 KV ACHLER SPP FEEDER | 194080 | 33/11 KV ALOOR
X0402532 | DLMS-Secure | 055 | TCPIP_DLMS | GSM | Feeder | 2674 | 202 | 11 KV BALSOOR AG | 194074 | 33/11 KV SUBSTATION BALSOOR
X0402529 | DLMS-Secure | 055 | TCPIP_DLMS | GSM | Feeder | 2674 | 203 | 11 KV KESARJAWLGA SPP FEEDER | 194080 | 33/11 KV ALOOR
XC428111 | DLMS-Secure | 055 | TCPIP_DLMS | GSM | Feeder | 2674 | 204 | 11KV ALLOR GAOTHAN (DDUGJY) | 194080 | 33/11 KV ALOOR
14089093 | LnT | 053 | TCPIP_LnT_9600 | GSM | Feeder | 2674 | 201 | 11 KV MADAJ GAONTHAN | 194091 | 33/11 KV MADAJ SUBSTATION
14089169 | LnT | 053 | TCPIP_LnT_9600 | GSM | Feeder | 2674 | 206 | 11 KV MIDC- 1 FEEDER | 194056 | 33KV CHOURASTHA OMERGA S/S
14036306 | LnT | 053 | TCPIP_LnT_9600 | GSM | Feeder | 2674 | 202 | 11 KV BABALSUR SINGLE PHASE FEEDER. | 194091 | 33/11 KV MADAJ SUBSTATION
14089097 | LnT | 053 | TCPIP_LnT_9600 | GSM | Feeder | 2674 | 203 | 11 KV MADAJ AG | 194091 | 33/11 KV MADAJ SUBSTATION
XC413859 | DLMS-Secure | 055 | TCPIP_DLMS | GSM | Feeder | 2674 | 206 | 11 KV NARANGWADI GAONTHAN | 194028 | 33KV S/S NARANGWADI S/S
XG438020 | DLMS-Secure | 055 | TCPIP_DLMS | GSM | Feeder | 2674 | 208 | NAIK NAGAR AG FEEDER | 194012 | 33/11KV MURUM S/S
XG437210 | DLMS-Secure | 055 | TCPIP_DLMS | GSM | Feeder | 2674 | 209 | BYALE BHOSAGE AG FEEDER | 194012 | 33/11KV MURUM S/S
XD413900 | DLMS-Secure | 055 | TCPIP_DLMS | GSM | Feeder | 2674 | 206 | 11 KV KONDJIGAD AG (DDUGJY) | 194074 | 33/11 KV SUBSTATION BALSOOR
08023709 | DLMS-Genus | 065 | TCPIP_DLMS | GSM | Feeder | 2674 | 202 | 11KV KOTHSALI SPP FEEDER | 194012 | 33/11KV MURUM S/S
X1251798 | DLMS-Secure | 055 | TCPIP_DLMS | GSM | Feeder | 2674 | 206 | 11 WAGHDARI MIXED | 194091 | 33/11 KV MADAJ SUBSTATION
X0402518 | DLMS-Secure | 055 | TCPIP_DLMS | GSM | Feeder | 2674 | 201 | 11 KV BALSUR GAOTHAN | 194074 | 33/11 KV SUBSTATION BALSOOR
X1301208 | DLMS-Secure | 055 | TCPIP_DLMS | GSM | Feeder | 2674 | 206 | 11 KV GUNJOTI GAOTHAN FEEDER | 194075 | 33/11 KV SUBSTATION GUNJOTI
X1301199 | DLMS-Secure | 055 | TCPIP_DLMS | GSM | Feeder | 2674 | 204 | 11 KV KHASAGI AG FEEDER | 194075 | 33/11 KV SUBSTATION GUNJOTI
MSE75556 | Secure | 055 | TCPIP_Secure | GSM | Feeder | 2674 | 202 | 11 KV BEDGA AG FEEDER | 194073 | 33/11 KV SUBSTATION BEDGA
MSE75617 | Secure | 055 | TCPIP_Secure | GSM | Feeder | 2674 | 201 | 11 KV BEDGA GAOTHAN | 194073 | 33/11 KV SUBSTATION BEDGA
MSP35841 | Secure | 055 | TCPIP_Secure | GSM | Feeder | 2674 | 205 | 11 KV NARANGWADI SINGLE PHASE FEEDER | 194028 | 33KV S/S NARANGWADI S/S
MSP35854 | Secure | 055 | TCPIP_Secure | GSM | Feeder | 2674 | 201 | 11KV SAWALSUR SPP FEEDER | 194028 | 33KV S/S NARANGWADI S/S
14676125 | LnT | 053 | TCPIP_LnT_9600 | GSM | Feeder | 2674 | 202 | 11KV MULAJ FEEDER | 194041 | 33/11KV S/STN. TURORI
X0402995 | DLMS-Secure | 055 | TCPIP_DLMS | GSM | Feeder | 2674 | 204 | 11KV KAWTHA GAONTHAN | 194028 | 33KV S/S NARANGWADI S/S
X0402997 | DLMS-Secure | 055 | TCPIP_DLMS | GSM | Feeder | 2674 | 203 | 11KV NAICHAKUR FEEDER- SPP | 194028 | 33KV S/S NARANGWADI S/S
08023584 | DLMS-Genus | 065 | TCPIP_DLMS | GSM | Feeder | 2674 | 207 | 11 KV TALMOD GAOTHAN | 194041 | 33/11KV S/STN. TURORI
X0402533 | DLMS-Secure | 055 | TCPIP_DLMS | GSM | Feeder | 2674 | 203 | 11KV KALANIMBALA AG | 194074 | 33/11 KV SUBSTATION BALSOOR
X0402987 | DLMS-Secure | 055 | TCPIP_DLMS | GSM | Feeder | 2674 | 201 | 11 KV ALOOR SPP FEEDER | 194080 | 33/11 KV ALOOR
20008086 | DLMS-LnT | 053 | TCPIP_DLMS | GSM | Feeder | 2674 | 203 | 11 KV KOREGAON BYPASS FEEDER | 194115 | 33/11 KV OMERGA GIS S/S
X2145564 | DLMS-Secure | 055 | TCPIP_DLMS | GSM | Feeder | 2674 | 205 | 11 KV WARNAL AG (AG POLICY 2020) | 194080 | 33/11 KV ALOOR
X2145571 | DLMS-Secure | 055 | TCPIP_DLMS | GSM | Feeder | 2674 | 207 | 11 KV KESAR JAWALGA GT(AGPOLICY 2020) | 194080 | 33/11 KV ALOOR
X2145551 | DLMS-Secure | 055 | TCPIP_DLMS | GSM | Feeder | 2674 | 206 | 11 KV KESAR JAWALGA AG(AG POLICY 2020) | 194080 | 33/11 KV ALOOR
MSB08287 | Secure | 055 | TCPIP_Secure | GSM | Feeder | 2674 | 204 | 11 KV JAKEKUR AG FEEDER | 194056 | 33KV CHOURASTHA OMERGA S/S
MSE75777 | Secure | 055 | TCPIP_Secure | GSM | Feeder | 2674 | 203 | 11KV TALMOD AG FEEDER | 194041 | 33/11KV S/STN. TURORI
12020772 | LnT | 053 | TCPIP_LnT_9600 | GSM | Feeder | 2674 | 204 | 11 KV SAMUDRAL W/W FEEDER | 194074 | 33/11 KV SUBSTATION BALSOOR
08023583 | DLMS-Genus | 065 | TCPIP_DLMS | GSM | Feeder | 2674 | 205 | P.B.A.INFRA EXPRESS FEEDER KARALI | 194041 | 33/11KV S/STN. TURORI
08189776 | LnT | 053 | TCPIP_LNT | GSM | Feeder | 2674 | 203 | 11 KV EKURGA AG FEEDER | 194056 | 33KV CHOURASTHA OMERGA S/S
12023203 | LnT | 053 | TCPIP_LnT_9600 | GSM | Feeder | 2631 | 202 | 11 KV APSINGA AG FEEDER | 194009 | 33/11 TULJAPUR S/S
MSE75847 | Secure | 055 | TCPIP_Secure | GSM | Feeder | 2631 | 203 | 11 KV NANDGAON SPP FEEDER | 194045 | 33/11 KV BORAGAO SUB STATION
08023704 | DLMS-Genus | 065 | TCPIP_DLMS | GSM | Feeder | 2631 | 204 | HANGARGA AG | 194009 | 33/11 TULJAPUR S/S
08023705 | DLMS-Genus | 065 | TCPIP_DLMS | GSM | Feeder | 2631 | 203 | 11 KV KAKRAMBA AG FEEDER | 194009 | 33/11 TULJAPUR S/S
08023706 | DLMS-Genus | 065 | TCPIP_DLMS | GSM | Feeder | 2631 | 207 | 11 KV KAKRAMBA GAOTHAN FEEDER | 194009 | 33/11 TULJAPUR S/S
14089080 | LnT | 053 | TCPIP_LnT_9600 | GSM | Feeder | 2631 | 201 | 11 KV HANGARGA FEEDER-SPP | 194045 | 33/11 KV BORAGAO SUB STATION
MSB08307 | Secure | 055 | TCPIP_Secure | GSM | Feeder | 2631 | 210 | 11 KV TULJAPUR NP EXPRESS WATER WORKS | 194009 | 33/11 TULJAPUR S/S
X1943623 | DLMS-Secure | 055 | TCPIP_DLMS | GSM | Feeder | 2631 | 210 | KARNATAKA RESCO ROOFTOP SOLAR FDR 2,11KV | 194076 | 33/11 KV YEOTI SUB STATION
11098570 | LnT | 053 | TCPIP_LnT_9600 | GSM | Feeder | 2631 | 204 | 11 KV BASWESHWAR AGRO EXPRESS FEEDER | 194045 | 33/11 KV BORAGAO SUB STATION
07028381 | LnT | 053 | NON_AMR_MODEM | GSM | Feeder | 2631 | 201 | 11 KV TAMALWADI AG FEEDER | 194029 | 33 KV TAMALWADI S/S
08023719 | DLMS-Genus | 065 | TCPIP_DLMS | GSM | Feeder | 2631 | 204 | 11 KV MHALUMBRA GAONTHAN FEEDER | 194022 | 33/11 KV MALUMBRA S/S
X1943624 | DLMS-Secure | 055 | TCPIP_DLMS | GSM | Feeder | 2631 | 209 | KARNATAKA RESCO ROOFTOP SOLAR FDR 1,11KV | 194076 | 33/11 KV YEOTI SUB STATION
08026824 | DLMS-Genus | 065 | TCPIP_DLMS | GSM | Feeder | 2631 | 202 | 11 KV ANDUR GAOTHAN | 194078 | 33/11 KV FULWADI SUBSTATION
X0494520 | DLMS-Secure | 055 | TCPIP_DLMS | GSM | Feeder | 2631 | 206 | SAWARGAON GAOTHAN (DDUGJY) | 194043 | 33/11 KV SAWARGAO S/S
X0494582 | DLMS-Secure | 055 | TCPIP_DLMS | GSM | Feeder | 2631 | 204 | TAMALWADI INDUSTRIAL (100% DDF) | 194029 | 33 KV TAMALWADI S/S
08023580 | DLMS-Genus | 065 | TCPIP_DLMS | GSM | Feeder | 2631 | 205 | 11 KV KEMWADI SPP FEEDER | 194043 | 33/11 KV SAWARGAO S/S
08189581 | LnT | 053 | TCPIP_LNT | GSM | Feeder | 2631 | 201 | 11 KV SALGARA AG. FEEDER | 194042 | 33/11 SALAGARA SUBSTAION
08023697 | DLMS-Genus | 065 | TCPIP_DLMS | GSM | Feeder | 2631 | 203 | 11KV JALKOT AG FEEDER | 194005 | 33/11KV NALDURGA
08023699 | DLMS-Genus | 065 | TCPIP_DLMS | GSM | Feeder | 2631 | 202 | 11KV YEDOLA AG FEEDER | 194005 | 33/11KV NALDURGA
08023700 | DLMS-Genus | 065 | TCPIP_DLMS | GSM | Feeder | 2631 | 208 | 11 KV YEDOLA GAOTHAN | 194005 | 33/11KV NALDURGA
08023702 | DLMS-Genus | 065 | TCPIP_DLMS | GSM | Feeder | 2631 | 201 | 11KV NALDURG URBAN | 194005 | 33/11KV NALDURGA
07028438 | LnT | 053 | TCPIP_LNT | GSM | Feeder | 2631 | 202 | 11 KV SAWARGAON AG. FEEDER | 194043 | 33/11 KV SAWARGAO S/S
07028383 | LnT | 053 | TCPIP_LNT | GSM | Feeder | 2631 | 201 | 11 KV SINDHFAL AG FEEDER | 194022 | 33/11 KV MALUMBRA S/S
15059242 | LnT | 053 | TCPIP_LnT_9600 | GSM | Feeder | 2631 | 202 | 11 KV KASAI SPP | 194095 | 33/11KV Chavanwadi Sub-Station
15059235 | LnT | 053 | TCPIP_LnT_9600 | GSM | Feeder | 2631 | 201 | 11 KV CHAVANWADI SPP | 194095 | 33/11KV Chavanwadi Sub-Station
15019194 | LnT | 053 | TCPIP_LnT_9600 | GSM | Feeder | 2631 | 203 | 11 KV KATGAON NO-II SPP | 194095 | 33/11KV Chavanwadi Sub-Station
03002865 | Genus | 065 | TCPIP_Genus | GSM | Feeder | 2631 | 202 | 11 KV WANEWADI SPP FEEDER | 194081 | 33/11 KV KATI SUBSTATION
08189599 | LnT | 053 | TCPIP_LNT | GSM | Feeder | 2631 | 205 | 11 KV VIP FEEDER | 194009 | 33/11 TULJAPUR S/S
08016977 | LnT | 053 | TCPIP_LNT | GSM | Feeder | 2631 | 206 | 11 KV SALAGARA AG FEEDER | 194009 | 33/11 TULJAPUR S/S
14046358 | LnT | 053 | TCPIP_LnT_9600 | GSM | Feeder | 2631 | 203 | 11 KV WADGAON SPP FEEDER | 194043 | 33/11 KV SAWARGAO S/S
16198376 | DLMS-LnT | 053 | TCPIP_DLMS | GSM | Feeder | 2631 | 203 | 11 KV TAMALWADI GAOTHAN | 194029 | 33 KV TAMALWADI S/S
X0402980 | DLMS-Secure | 055 | TCPIP_DLMS | GSM | Feeder | 2631 | 201 | 11 KV DAHIWADI AG FEEDER | 194081 | 33/11 KV KATI SUBSTATION
X0402521 | DLMS-Secure | 055 | TCPIP_DLMS | GSM | Feeder | 2631 | 202 | 11 KV SHAHAPUR GAONTHAN | 194082 | 33/11 KV SHAHAPUR SUBSTATION
X0402527 | DLMS-Secure | 055 | TCPIP_DLMS | GSM | Feeder | 2631 | 202 | 11 HORTI AG FEEDER | 194051 | 33/11 KV HORTI SUBSTATION
X0402531 | DLMS-Secure | 055 | TCPIP_DLMS | GSM | Feeder | 2631 | 203 | 11 KV DAHITANA AG FEEDER | 194082 | 33/11 KV SHAHAPUR SUBSTATION
X0402528 | DLMS-Secure | 055 | TCPIP_DLMS | GSM | Feeder | 2631 | 203 | 11 KV MURTA AG FEEDER | 194051 | 33/11 KV HORTI SUBSTATION
08023698 | DLMS-Genus | 065 | TCPIP_DLMS | GSM | Feeder | 2631 | 207 | 11 KV JALKOT GAOTHAN | 194005 | 33/11KV NALDURGA
08023701 | DLMS-Genus | 065 | TCPIP_DLMS | GSM | Feeder | 2631 | 209 | 11 KV NALDURG AG | 194005 | 33/11KV NALDURGA
XC428120 | DLMS-Secure | 055 | TCPIP_DLMS | GSM | Feeder | 2631 | 204 | 11 KV KHUNTEWADI SPP (DDUGJY) | 194081 | 33/11 KV KATI SUBSTATION
08026825 | DLMS-Genus | 065 | TCPIP_DLMS | GSM | Feeder | 2631 | 203 | 11 KV ANDUR CHIVARI AG FEEDER | 194078 | 33/11 KV FULWADI SUBSTATION
08016879 | LnT | 053 | TCPIP_LNT | GSM | Feeder | 2631 | 203 | 11 KV DEVSINGA TUL | 194042 | 33/11 SALAGARA SUBSTAION
MSU11988 | Secure | 055 | TCPIP_Secure | GSM | Feeder | 2631 | 204 | 11KV TJR NP EXP BORI DAM WW | 194005 | 33/11KV NALDURGA
MSU11978 | Secure | 055 | TCPIP_Secure | GSM | Feeder | 2631 | 205 | 11KV SUGAR FACTORY | 194005 | 33/11KV NALDURGA
MSU11984 | Secure | 055 | TCPIP_Secure | GSM | Feeder | 2631 | 201 | 11 KV FULWADI AG FEEDER | 194078 | 33/11 KV FULWADI SUBSTATION
14089111 | LnT | 053 | TCPIP_LnT_9600 | GSM | Feeder | 2631 | 205 | 11KV LOHGAON SPP FEEDER | 194045 | 33/11 KV BORAGAO SUB STATION
14089098 | LnT | 053 | TCPIP_LnT_9600 | GSM | Feeder | 2631 | 202 | 11 KV SINDGAON AG FEEDER | 194045 | 33/11 KV BORAGAO SUB STATION
MSB08291 | Secure | 055 | TCPIP_Secure | GSM | Feeder | 2631 | 203 | 11 KV MHASALA AG FEEDER | 194022 | 33/11 KV MALUMBRA S/S
08023716 | DLMS-Genus | 065 | TCPIP_DLMS | GSM | Feeder | 2631 | 205 | 11 KV SINDHFAL GAOTHAN | 194022 | 33/11 KV MALUMBRA S/S
X1341686 | DLMS-Secure | 055 | TCPIP_DLMS | GSM | Feeder | 2631 | 204 | 11 KV NANDURI AG FEEDER | 194095 | 33/11KV Chavanwadi Sub-Station
X1341688 | DLMS-Secure | 055 | TCPIP_DLMS | GSM | Feeder | 2631 | 205 | 11 KV LAKE AG FEEDER | 194095 | 33/11KV Chavanwadi Sub-Station
X1341685 | DLMS-Secure | 055 | TCPIP_DLMS | GSM | Feeder | 2631 | 206 | 11 KV KASAI GAOTHAN FEEDER | 194095 | 33/11KV Chavanwadi Sub-Station
08023579 | DLMS-Genus | 065 | TCPIP_DLMS | GSM | Feeder | 2631 | 201 | 11 KV GANJEWADI SPP FEEDER | 194043 | 33/11 KV SAWARGAO S/S
XE489668 | DLMS-Secure | 055 | TCPIP_DLMS | GSM | Feeder | 2631 | 205 | YEOTI GAOTHAN (DDUGJY) FEEDER | 194076 | 33/11 KV YEOTI SUB STATION
08026826 | DLMS-Genus | 065 | TCPIP_DLMS | GSM | Feeder | 2631 | 201 | 11 KV SHAHAPUR AG FEEDER | 194082 | 33/11 KV SHAHAPUR SUBSTATION
08026822 | DLMS-Genus | 065 | TCPIP_DLMS | GSM | Feeder | 2631 | 201 | 11 KV NANDURI AG. FEEDER | 194076 | 33/11 KV YEOTI SUB STATION
14089031 | LnT | 053 | TCPIP_LnT_9600 | GSM | Feeder | 2631 | 201 | 11 KV ITKAL AG FEEDER | 194023 | 33/11 IEETKAL S/S
14089029 | LnT | 053 | TCPIP_LnT_9600 | GSM | Feeder | 2631 | 203 | 11 KV ITKAL GAONTHAN FEEDER | 194023 | 33/11 IEETKAL S/S
14089065 | LnT | 053 | TCPIP_LnT_9600 | GSM | Feeder | 2631 | 202 | 11 KV KESHEGAON AG FEEDER | 194023 | 33/11 IEETKAL S/S
08026819 | DLMS-Genus | 065 | TCPIP_DLMS | GSM | Feeder | 2631 | 201 | 11 KV KUMBHARI AG FEEDER | 194086 | 33/11 KV MANGRUL
XC482293 | DLMS-Secure | 055 | TCPIP_DLMS | GSM | Feeder | 2631 | 206 | 11KV BORGAON GAOTHAN FEEDER (DDUGJY) | 194045 | 33/11 KV BORAGAO SUB STATION
X0402520 | DLMS-Secure | 055 | TCPIP_DLMS | GSM | Feeder | 2631 | 203 | 11 KV KATI GAONTHAN | 194081 | 33/11 KV KATI SUBSTATION
08026823 | DLMS-Genus | 065 | TCPIP_DLMS | GSM | Feeder | 2631 | 203 | 11 KV ARALI SPP FEEDER | 194076 | 33/11 KV YEOTI SUB STATION
X1790665 | DLMS-Secure | 055 | TCPIP_DLMS | GSM | Feeder | 2631 | 201 | 11 KV JAMBHALI AG FEEDER | 194116 | 33/11 KV ANDUR S/S (HVDS SCHEME)
X1790657 | DLMS-Secure | 055 | TCPIP_DLMS | GSM | Feeder | 2631 | 203 | 11 KV KHUDAWADI AG FEEDER | 194116 | 33/11 KV ANDUR S/S (HVDS SCHEME)
X1790670 | DLMS-Secure | 055 | TCPIP_DLMS | GSM | Feeder | 2631 | 202 | 11 KV PUJARI TANDA GAOTHAN FEEDER | 194116 | 33/11 KV ANDUR S/S (HVDS SCHEME)
X1254330 | DLMS-Secure | 055 | TCPIP_DLMS | GSM | Feeder | 2631 | 202 | 11KV BARUL AG. FEEDER(DDUGJY) | 194113 | 33/11KV BARUL SS (DDUGJY)
XG438024 | DLMS-Secure | 055 | TCPIP_DLMS | GSM | Feeder | 2631 | 203 | 11KV TULJAPUR NP W/W EXPRESS FEEDER | 194111 | 33/11KV VASANTNAGAR-NALDURG SS (IPDS)
XG438035 | DLMS-Secure | 055 | TCPIP_DLMS | GSM | Feeder | 2631 | 201 | 11KV MANEWADI GAOTHAN FEEDER | 194111 | 33/11KV VASANTNAGAR-NALDURG SS (IPDS)
X1254329 | DLMS-Secure | 055 | TCPIP_DLMS | GSM | Feeder | 2631 | 201 | 11KV JAWALGA AG.FEEDER (DDUGJY) | 194113 | 33/11KV BARUL SS (DDUGJY)
X1254331 | DLMS-Secure | 055 | TCPIP_DLMS | GSM | Feeder | 2631 | 203 | 11KV BARUL GAOTHAN FEEDER(DDUGJY) | 194113 | 33/11KV BARUL SS (DDUGJY)
XG476951 | DLMS-Secure | 055 | TCPIP_DLMS | GSM | Feeder | 2631 | 202 | 11KV MANEWADI AG. FEEDER | 194111 | 33/11KV VASANTNAGAR-NALDURG SS (IPDS)
XF470599 | DLMS-Secure | 055 | TCPIP_DLMS | GSM | Feeder | 2631 | 201 | 11KV GHATSHIL ROAD FEEDER (VIP) | 194112 | 33/11KV IPDS- TULJAPUR SS
XF471056 | DLMS-Secure | 055 | TCPIP_DLMS | GSM | Feeder | 2631 | 202 | 11KV OSMANABAD ROAD FEEDER(URBAN) | 194112 | 33/11KV IPDS- TULJAPUR SS
XF470626 | DLMS-Secure | 055 | TCPIP_DLMS | GSM | Feeder | 2631 | 203 | 11KV APSINGA GAOTHAN FEEDER | 194112 | 33/11KV IPDS- TULJAPUR SS
12023299 | LnT | 053 | TCPIP_LnT_9600 | GSM | Feeder | 2631 | 201 | 11 KV URBAN TULJAPUR | 194009 | 33/11 TULJAPUR S/S
X1082460 | DLMS-Secure | 055 | TCPIP_DLMS | GSM | Feeder | 5118 | 205 | 11 KV TEXTILE | 154073 | 33/11 KV MIDC
00307669 | DLMS-HPL | 076 | TCPIP_DLMS | GSM | Feeder | 5118 | 203 | 11 KV OLD SHASHAKIYA | 154073 | 33/11 KV MIDC
05049918 | DLMS-HPL | 076 | TCPIP_DLMS | GSM | Feeder | 5118 | 205 | 11 KV Hattenagar | 154116 | 33/11 KV OPH S/S
05038284 | DLMS-HPL | 076 | TCPIP_LNT | GSM | Feeder | 5118 | 202 | 11 KV DWARAKA | 154075 | 33/11 KV ARVI
05035728 | DLMS-HPL | 076 | TCPIP_DLMS | GSM | Feeder | 5118 | 205 | 11 KV SIDDESHWAR MANDIR | 154075 | 33/11 KV ARVI
XD485931 | DLMS-Secure | 055 | TCPIP_DLMS | GSM | Feeder | 5118 | 201 | 11 KV SPARE FEEDER | 154129 | 33/11 KV GIS MIDC LATUR S/SN
18206019 | DLMS-LnT | 053 | TCPIP_DLMS | GSM | Feeder | 5118 | 203 | 11 KV SAI | 154075 | 33/11 KV ARVI
X1093113 | DLMS-Secure | 055 | TCPIP_DLMS | GSM | Feeder | 5118 | 202 | 11 KV N. DATTA | 154073 | 33/11 KV MIDC
X1093193 | DLMS-Secure | 055 | TCPIP_DLMS | GSM | Feeder | 5118 | 201 | 11 KV MEDICAL | 154075 | 33/11 KV ARVI
XD413266 | DLMS-Secure | 055 | TCPIP_DLMS | GSM | Feeder | 5118 | 208 | 11 KV SHARDA NAGAR | 154075 | 33/11 KV ARVI
XD413265 | DLMS-Secure | 055 | TCPIP_DLMS | GSM | Feeder | 5118 | 207 | 11 KV SAIBABA | 154075 | 33/11 KV ARVI
XD413270 | DLMS-Secure | 055 | TCPIP_DLMS | GSM | Feeder | 5118 | 209 | 11 KV GANGASAGAR | 154075 | 33/11 KV ARVI
X0398402 | DLMS-Secure | 055 | TCPIP_DLMS | GSM | Feeder | 5118 | 205 | 11 KV BANDHKAM BHAVAN | 157004 | 132 KV S/S MIDC
XD413256 | DLMS-Secure | 055 | TCPIP_DLMS | GSM | Feeder | 5118 | 207 | 11 KV TANTRANIKETAN | 154073 | 33/11 KV MIDC
XD485932 | DLMS-Secure | 055 | TCPIP_DLMS | GSM | Feeder | 5118 | 204 | 11 KV SONA NAGAR | 154129 | 33/11 KV GIS MIDC LATUR S/SN
XD485934 | DLMS-Secure | 055 | TCPIP_DLMS | GSM | Feeder | 5118 | 206 | 11 KV KHADGAON FEEDER | 154129 | 33/11 KV GIS MIDC LATUR S/SN
XD485936 | DLMS-Secure | 055 | TCPIP_DLMS | GSM | Feeder | 5118 | 205 | 11 KV POTDDAR FEEDER | 154129 | 33/11 KV GIS MIDC LATUR S/SN
XD452539 | DLMS-Secure | 055 | TCPIP_DLMS | GSM | Feeder | 5118 | 202 | 11 KV RADHE RADHE FEEDER | 154129 | 33/11 KV GIS MIDC LATUR S/SN
XD452538 | DLMS-Secure | 055 | TCPIP_DLMS | GSM | Feeder | 5118 | 203 | 11 KV OLD RAILWAY LINE | 154129 | 33/11 KV GIS MIDC LATUR S/SN
17270522 | DLMS-LnT | 053 | TCPIP_DLMS | GSM | Feeder | 5118 | 405 | 33 KV GIS MIDC FEEDER | 157004 | 132 KV S/S MIDC
MSP40592 | Secure | 055 | TCPIP_Secure | GSM | Feeder | 5118 | 201 | 11 KV Vivekanand Chowk | 154116 | 33/11 KV OPH S/S
12484643 | LnT | 053 | TCPIP_LnT_9600 | GSM | Feeder | 5118 | 204 | 11 kV Subhash Chowk | 154116 | 33/11 KV OPH S/S
12484608 | LnT | 053 | TCPIP_LnT_9600 | GSM | Feeder | 5118 | 206 | 11 KV SALE GALLI | 154116 | 33/11 KV OPH S/S
MSP40567 | Secure | 055 | TCPIP_Secure | GSM | Feeder | 5118 | 203 | 11 KV Gandhi Chowk | 154116 | 33/11 KV OPH S/S
17270520 | DLMS-LnT | 053 | TCPIP_DLMS | GSM | Feeder | 5118 | 206 | 11 KV KIRTI GOLD | 157004 | 132 KV S/S MIDC
17270518 | DLMS-LnT | 053 | TCPIP_DLMS | GSM | Feeder | 5118 | 201 | 11 KV MAROTI FERTOCHEM | 157004 | 132 KV S/S MIDC
17270519 | DLMS-LnT | 053 | TCPIP_DLMS | GSM | Feeder | 5118 | 404 | 33 KV ADM AGRO. INDUSTRIES | 157004 | 132 KV S/S MIDC
00310959 | DLMS-HPL | 076 | TCPIP_DLMS | GSM | Feeder | 5118 | 206 | 11 KV SHIVAJI CHOWK | 154073 | 33/11 KV MIDC
17270532 | DLMS-LnT | 053 | TCPIP_DLMS | GSM | Feeder | 5118 | 204 | 11 KV DAYANAND | 157004 | 132 KV S/S MIDC
00307135 | DLMS-HPL | 076 | TCPIP_DLMS | GSM | Feeder | 5118 | 201 | 11 KV CHAITANYA | 154073 | 33/11 KV MIDC
00567385 | DLMS-HPL | 076 | TCPIP_DLMS | GSM | Feeder | 5118 | 204 | 11 KV NEW SHASHAKIYA | 154073 | 33/11 KV MIDC
00310976 | DLMS-HPL | 076 | TCPIP_DLMS | GSM | Feeder | 5118 | 206 | 11 KV MIT MIMSR | 154075 | 33/11 KV ARVI
XC436081 | DLMS-Secure | 055 | TCPIP_DLMS | GSM | Feeder | 5126 | 401 | 33 KV KIRTI AGROTECH EXP | 154095 | 33/11 KV ADD MIDC
XH407136 | DLMS-Secure | 055 | TCPIP_DLMS | GSM | Feeder | 5126 | 207 | 11 KV TAKALI GAOTHAN | 154040 | 33/11 KV TAKALI
08026947 | DLMS-Genus | 065 | TCPIP_DLMS | GSM | Feeder | 5126 | 205 | 11 KV AMBIKA PULSES | 154077 | 33/11 KV KOLPA
XD448523 | DLMS-Secure | 055 | TCPIP_DLMS | GSM | Feeder | 5126 | 401 | 33 KV CRAFTECH PAPER EX | 154076 | 33/11 KV MANJARA KARKHANA
XC458330 | DLMS-Secure | 055 | TCPIP_DLMS | GSM | Feeder | 5126 | 201 | 11 KV HARANGUL GAOTHAN | 154013 | 33/11 KV HARANGUL
X0994232 | DLMS-Secure | 055 | TCPIP_DLMS | GSM | Feeder | 5126 | 208 | 11 KV SHYAMNAGAR GAOTHAN | 154076 | 33/11 KV MANJARA KARKHANA
X1251816 | DLMS-Secure | 055 | TCPIP_DLMS | GSM | Feeder | 5126 | 202 | 11 KV RAJE SHIVAJI NAGAR | 154139 | 33/11KV PAKHARSANGAVI SUB STATION
X1254300 | DLMS-Secure | 055 | TCPIP_DLMS | GSM | Feeder | 5126 | 203 | 11 KV SANT TUKARAM FEEDER | 154139 | 33/11KV PAKHARSANGAVI SUB STATION
X1251826 | DLMS-Secure | 055 | TCPIP_DLMS | GSM | Feeder | 5126 | 201 | 11 KV PAKHARSANGAVI | 154139 | 33/11KV PAKHARSANGAVI SUB STATION
XH407138 | DLMS-Secure | 055 | TCPIP_DLMS | GSM | Feeder | 5126 | 210 | 11 KV MINAXI SOLVEX LLP EXPRESS | 154095 | 33/11 KV ADD MIDC
X1251793 | DLMS-Secure | 055 | TCPIP_DLMS | GSM | Feeder | 5126 | 205 | 11 KV GANGAPUR GAVTHAN | 154071 | 33/11 KV GANGAPUR
X0994269 | DLMS-Secure | 055 | TCPIP_DLMS | GSM | Feeder | 5126 | 209 | 11 KV MAHADEV NAGAR | 154076 | 33/11 KV MANJARA KARKHANA
18206018 | DLMS-LnT | 053 | TCPIP_DLMS | GSM | Feeder | 5126 | 206 | HARANGUL AG | 154013 | 33/11 KV HARANGUL
18206031 | DLMS-LnT | 053 | TCPIP_DLMS | GSM | Feeder | 5126 | 203 | 11KV AGRAWAL | 154076 | 33/11 KV MANJARA KARKHANA
18206030 | DLMS-LnT | 053 | TCPIP_DLMS | GSM | Feeder | 5126 | 205 | 11KV KARKHANA ( SPARE BAY ) | 154076 | 33/11 KV MANJARA KARKHANA
15003669 | LnT | 053 | TCPIP_LnT_9600 | GSM | Feeder | 5126 | 201 | 11KV NAGAZARI | 154120 | Nagazri Substation
14089202 | LnT | 053 | TCPIP_LnT_9600 | GSM | Feeder | 5126 | 202 | 11 KV SAI | 154120 | Nagazri Substation
15010248 | LnT | 053 | TCPIP_LnT_9600 | GSM | Feeder | 5126 | 202 | WAKDI AG | 154121 | Ganjur Substation
15060452 | LnT | 053 | TCPIP_LnT_9600 | GSM | Feeder | 5126 | 201 | 11KV GANJUR GAOTHAN | 154121 | Ganjur Substation
15003686 | LnT | 053 | TCPIP_LnT_9600 | GSM | Feeder | 5126 | 203 | 11 KV RAIWADI AG | 154120 | Nagazri Substation
18206022 | DLMS-LnT | 053 | TCPIP_DLMS | GSM | Feeder | 5126 | 204 | 11 KV BHOISAMUDRA | 154040 | 33/11 KV TAKALI
15060448 | LnT | 053 | TCPIP_LnT_9600 | GSM | Feeder | 5126 | 203 | 11 KV TADKI LTSSP | 154121 | Ganjur Substation
MSE75527 | Secure | 055 | TCPIP_Secure | GSM | Feeder | 5126 | 202 | 11KV KHOPEGAON | 154052 | 33/11 KV KAWA
07429526 | LnT | 053 | TCPIP_LNT | GSM | Feeder | 5126 | 203 | 11KV RAJIV NAGAR | 154052 | 33/11 KV KAWA
00567404 | DLMS-HPL | 076 | TCPIP_DLMS | GSM | Feeder | 5126 | 201 | 11KV KAWA | 154052 | 33/11 KV KAWA
XC458323 | DLMS-Secure | 055 | TCPIP_DLMS | GSM | Feeder | 5126 | 209 | 11 KV BABHALGAON AG | 154033 | 33/11 KV BABHALGAON
17084666 | LnT | 053 | TCPIP_LnT_9600 | GSM | Feeder | 5126 | 202 | 11 KV KHULGAPUR | 154127 | 33/11 KV MALVATI
14089185 | LnT | 053 | TCPIP_LnT_9600 | GSM | Feeder | 5126 | 203 | 11KV GOODWILL FEEDER | 154095 | 33/11 KV ADD MIDC
03002828 | Genus | 065 | TCPIP_Genus | GSM | Feeder | 5126 | 202 | 11KV KHANDAPUR | 154076 | 33/11 KV MANJARA KARKHANA
X2145570 | DLMS-Secure | 055 | TCPIP_DLMS | GSM | Feeder | 5126 | 202 | 11 KV DHANEGAON | 154146 | 33/11 KV SHIVANI KHURD
X2145555 | DLMS-Secure | 055 | TCPIP_DLMS | GSM | Feeder | 5126 | 201 | 11 KV SHIVANI KHURD | 154146 | 33/11 KV SHIVANI KHURD
X2145558 | DLMS-Secure | 055 | TCPIP_DLMS | GSM | Feeder | 5126 | 203 | 11 KV SELU | 154146 | 33/11 KV SHIVANI KHURD
17084667 | LnT | 053 | TCPIP_LnT_9600 | GSM | Feeder | 5126 | 203 | 11 KV WANJARKHEDA | 154128 | 33/11 KV BINDGHIAL
17084650 | LnT | 053 | TCPIP_LnT_9600 | GSM | Feeder | 5126 | 202 | 11 KV BINDGHIAL | 154128 | 33/11 KV BINDGHIAL
17084658 | LnT | 053 | TCPIP_LnT_9600 | GSM | Feeder | 5126 | 201 | 11 KV BOKANGAON | 154128 | 33/11 KV BINDGHIAL
08026937 | DLMS-Genus | 065 | TCPIP_DLMS | GSM | Feeder | 5126 | 201 | 11KV WASANGAON | 154071 | 33/11 KV GANGAPUR
04579274 | DLMS-Genus | 065 | TCPIP_DLMS | GSM | Feeder | 5126 | 203 | 11KV PETH | 154071 | 33/11 KV GANGAPUR
05049933 | DLMS-HPL | 076 | TCPIP_DLMS | GSM | Feeder | 5126 | 203 | 11 KV HANUMANTWADI | 154127 | 33/11 KV MALVATI
X1093580 | DLMS-Secure | 055 | TCPIP_DLMS | GSM | Feeder | 5126 | 204 | PANAN EXP | 154076 | 33/11 KV MANJARA KARKHANA
MSE75668 | Secure | 055 | TCPIP_Secure | GSM | Feeder | 5126 | 203 | 11KV BHADGAON | 154022 | 33/11 KV MAMDAPUR
X0994270 | DLMS-Secure | 055 | TCPIP_DLMS | GSM | Feeder | 5126 | 207 | 11 NAVODHYA FEEDER | 154076 | 33/11 KV MANJARA KARKHANA
00567403 | DLMS-HPL | 076 | TCPIP_DLMS | GSM | Feeder | 5126 | 201 | 11KV CHINCHOLIRAOWADI | 154076 | 33/11 KV MANJARA KARKHANA
05038461 | DLMS-HPL | 076 | TCPIP_DLMS | GSM | Feeder | 5126 | 204 | K R REFINARY | 154071 | 33/11 KV GANGAPUR
05038404 | DLMS-HPL | 076 | TCPIP_DLMS | GSM | Feeder | 5126 | 204 | 11 KV URBAN/SOS | 154077 | 33/11 KV KOLPA
X0994263 | DLMS-Secure | 055 | TCPIP_DLMS | GSM | Feeder | 5126 | 208 | SUB STN SOLAR GEN MAMDAPUR | 154022 | 33/11 KV MAMDAPUR
X1901241 | DLMS-Secure | 055 | TCPIP_DLMS | GSM | Feeder | 5126 | 402 | 33 KV DESH AGRO EXP | 154076 | 33/11 KV MANJARA KARKHANA
18206020 | DLMS-LnT | 053 | TCPIP_DLMS | GSM | Feeder | 5126 | 206 | 11 KV JEWALI | 154040 | 33/11 KV TAKALI
18206021 | DLMS-LnT | 053 | TCPIP_DLMS | GSM | Feeder | 5126 | 205 | 11 KV DINDEGAON | 154040 | 33/11 KV TAKALI
X0398528 | DLMS-Secure | 055 | TCPIP_DLMS | GSM | Feeder | 5126 | 202 | 11KV AIRPORT | 154095 | 33/11 KV ADD MIDC
X0398529 | DLMS-Secure | 055 | TCPIP_DLMS | GSM | Feeder | 5126 | 201 | 11KV WATER SUPPLY FEEDER | 154095 | 33/11 KV ADD MIDC
04579342 | DLMS-Genus | 065 | TCPIP_DLMS | GSM | Feeder | 5126 | 202 | 11KV BHUSANI | 154033 | 33/11 KV BABHALGAON
04579247 | DLMS-Genus | 065 | TCPIP_DLMS | GSM | Feeder | 5126 | 205 | 11KV BABHALGAON GAVATHAN | 154033 | 33/11 KV BABHALGAON
04575142 | DLMS-Genus | 065 | TCPIP_DLMS | GSM | Feeder | 5126 | 204 | PTS | 154033 | 33/11 KV BABHALGAON
04579290 | DLMS-Genus | 065 | TCPIP_DLMS | GSM | Feeder | 5126 | 203 | SHIRSHI | 154033 | 33/11 KV BABHALGAON
04579241 | DLMS-Genus | 065 | TCPIP_DLMS | GSM | Feeder | 5126 | 206 | 11KV DHANEGAON | 154033 | 33/11 KV BABHALGAON
X1093687 | DLMS-Secure | 055 | TCPIP_DLMS | GSM | Feeder | 5126 | 211 | KAMAL AGRO EXP | 154095 | 33/11 KV ADD MIDC
X1093719 | DLMS-Secure | 055 | TCPIP_DLMS | GSM | Feeder | 5126 | 209 | 11 KV SPARE BAY | 154095 | 33/11 KV ADD MIDC
X0403862 | DLMS-Secure | 055 | TCPIP_DLMS | GSM | Feeder | 5126 | 201 | 11KV BORI | 154050 | 33/11 KV BORI
X1082472 | DLMS-Secure | 055 | TCPIP_DLMS | GSM | Feeder | 5126 | 202 | 11KV MUSHIRABAD | 154050 | 33/11 KV BORI
X1603033 | DLMS-Secure | 055 | TCPIP_DLMS | GSM | Feeder | 5126 | 204 | 11KV MAHADA COLONY | 154139 | 33/11KV PAKHARSANGAVI SUB STATION
18206015 | DLMS-LnT | 053 | TCPIP_DLMS | GSM | Feeder | 5126 | 203 | 11KV BAMNI | 154094 | 33/11 KV BHATANGALI
18206016 | DLMS-LnT | 053 | TCPIP_DLMS | GSM | Feeder | 5126 | 202 | 11KV CHIKHALTHANA | 154094 | 33/11 KV BHATANGALI
18206017 | DLMS-LnT | 053 | TCPIP_DLMS | GSM | Feeder | 5126 | 201 | 11KV BHATANGALI | 154094 | 33/11 KV BHATANGALI
X0398530 | DLMS-Secure | 055 | TCPIP_DLMS | GSM | Feeder | 5126 | 205 | KANHAIYA | 154095 | 33/11 KV ADD MIDC
08024424 | DLMS-Genus | 065 | TCPIP_DLMS | GSM | Feeder | 5126 | 208 | 11 KV SAI DAIRY | 154033 | 33/11 KV BABHALGAON
08024423 | DLMS-Genus | 065 | TCPIP_DLMS | GSM | Feeder | 5126 | 203 | 11KV BHATKHEDA | 154077 | 33/11 KV KOLPA
08026950 | DLMS-Genus | 065 | TCPIP_DLMS | GSM | Feeder | 5126 | 201 | 11KV MALVATI | 154077 | 33/11 KV KOLPA
X1467010 | DLMS-Secure | 055 | TCPIP_DLMS | GSM | Feeder | 5126 | 212 | 11 KV SOLAR FEEDER | 154095 | 33/11 KV ADD MIDC
04575137 | DLMS-Genus | 065 | TCPIP_DLMS | GSM | Feeder | 5126 | 202 | 11KV KOLPA | 154077 | 33/11 KV KOLPA
X1082465 | DLMS-Secure | 055 | TCPIP_DLMS | GSM | Feeder | 5126 | 204 | 11 KV SALGARA II | 154050 | 33/11 KV BORI
X1082470 | DLMS-Secure | 055 | TCPIP_DLMS | GSM | Feeder | 5126 | 201 | 11 KV TAKALI AG | 154040 | 33/11 KV TAKALI
X1093623 | DLMS-Secure | 055 | TCPIP_DLMS | GSM | Feeder | 5126 | 203 | 11 KV KARSA FEEDER | 154040 | 33/11 KV TAKALI
04575177 | DLMS-Genus | 065 | TCPIP_DLMS | GSM | Feeder | 5126 | 203 | 11KV SALGARA | 154050 | 33/11 KV BORI
05038550 | DLMS-HPL | 076 | TCPIP_DLMS | GSM | Feeder | 5126 | 207 | 11KV SHELU | 154033 | 33/11 KV BABHALGAON
X1093585 | DLMS-Secure | 055 | TCPIP_DLMS | GSM | Feeder | 5126 | 205 | RAJESHWARI FEEDER | 154013 | 33/11 KV HARANGUL
X1082496 | DLMS-Secure | 055 | TCPIP_DLMS | GSM | Feeder | 5126 | 202 | 11KV GANGAPUR | 154071 | 33/11 KV GANGAPUR
X1750543 | DLMS-Secure | 055 | TCPIP_DLMS | GSM | Feeder | 5126 | 205 | KALPATRU EXPRESS | 154120 | Nagazri Substation
04579289 | DLMS-Genus | 065 | TCPIP_DLMS | GSM | Feeder | 5126 | 202 | 11 KV KATGAON FEEDER | 154040 | 33/11 KV TAKALI
X2212043 | DLMS-Secure | 055 | TCPIP_DLMS | GSM | Feeder | 5126 | 204 | 11 KV KAWA GAOTHAN | 154052 | 33/11 KV KAWA
X1996240 | DLMS-Secure | 055 | TCPIP_DLMS | GSM | Feeder | 5126 | 213 | 11 KV DHANRAJ SOLVEX EXP | 154095 | 33/11 KV ADD MIDC
X2025365 | DLMS-Secure | 055 | TCPIP_DLMS | GSM | Feeder | 5126 | 205 | 11KV YASHTEJ SOLVENT EXPREES FEEDER | 154139 | 33/11KV PAKHARSANGAVI SUB STATION
TN900690 | Secure | 055 | TCPIP_Secure | GSM | Feeder | 5126 | 204 | SHANKARSHETH POLYMERS | 154095 | 33/11 KV ADD MIDC
14046261 | LnT | 053 | TCPIP_LnT_9600 | GSM | Feeder | 5126 | 206 | GAJRAJ | 154095 | 33/11 KV ADD MIDC
15003587 | LnT | 053 | TCPIP_LnT_9600 | GSM | Feeder | 5126 | 208 | 11 KV KALANTRI FEEDER | 154095 | 33/11 KV ADD MIDC
15010257 | LnT | 053 | TCPIP_LnT_9600 | GSM | Feeder | 5126 | 207 | 11 KV DHOOT FEEDER | 154095 | 33/11 KV ADD MIDC
17084654 | LnT | 053 | TCPIP_LnT_9600 | GSM | Feeder | 5126 | 201 | 11 KV KASARKHEDA | 154127 | 33/11 KV MALVATI
MSE75670 | Secure | 055 | TCPIP_Secure | GSM | Feeder | 5126 | 202 | 11KV MAMDAPUR | 154022 | 33/11 KV MAMDAPUR
MSE75667 | Secure | 055 | TCPIP_Secure | GSM | Feeder | 5126 | 201 | 11KV BHADI | 154022 | 33/11 KV MAMDAPUR
MSE75608 | Secure | 055 | TCPIP_Secure | GSM | Feeder | 5126 | 202 | 11KV MIDC | 154013 | 33/11 KV HARANGUL
MSE75797 | Secure | 055 | TCPIP_Secure | GSM | Feeder | 5126 | 204 | 11KV NAGZARI | 154013 | 33/11 KV HARANGUL
MSE75796 | Secure | 055 | TCPIP_Secure | GSM | Feeder | 5126 | 203 | 11KV NANDGAON FEEDER | 154013 | 33/11 KV HARANGUL
XC482324 | DLMS-Secure | 055 | TCPIP_DLMS | GSM | Feeder | 5126 | 204 | 11 KV NANDGAON GAOTHAN | 154120 | Nagazri Substation
XH407159 | DLMS-Secure | 055 | TCPIP_DLMS | GSM | Feeder | 5126 | 204 | GANJUR AG | 154121 | Ganjur Substation
17270527 | DLMS-LnT | 053 | TCPIP_DLMS | GSM | Feeder | 4640 | 209 | 11 KV SINHGAD | 157001 | 132 KV KOYANA
17270528 | DLMS-LnT | 053 | TCPIP_DLMS | GSM | Feeder | 4640 | 206 | 11 KV SOOT MILL | 157001 | 132 KV KOYANA
17270529 | DLMS-LnT | 053 | TCPIP_DLMS | GSM | Feeder | 4640 | 207 | 11 KV SAI | 157001 | 132 KV KOYANA
17270530 | DLMS-LnT | 053 | TCPIP_DLMS | GSM | Feeder | 4640 | 208 | 11 KV AUSA ROAD | 157001 | 132 KV KOYANA
17270523 | DLMS-LnT | 053 | TCPIP_DLMS | GSM | Feeder | 4640 | 201 | 11 KV BABHALGAON | 157001 | 132 KV KOYANA
17270526 | DLMS-LnT | 053 | TCPIP_DLMS | GSM | Feeder | 4640 | 205 | 11 KV INDUSTRIAL | 157001 | 132 KV KOYANA
17270525 | DLMS-LnT | 053 | TCPIP_DLMS | GSM | Feeder | 4640 | 203 | 11 KV TOWN | 157001 | 132 KV KOYANA
17270524 | DLMS-LnT | 053 | TCPIP_DLMS | GSM | Feeder | 4640 | 204 | 11 KV SHIDDHESHWAR | 157001 | 132 KV KOYANA
MSP40573 | Secure | 055 | TCPIP_Secure | GSM | Feeder | 4640 | 201 | 11KV MEDICAL COLLEGE | 154113 | MEDICAL COLLEGE
MSP40585 | Secure | 055 | TCPIP_Secure | GSM | Feeder | 4640 | 202 | 11KV MARKET YARD | 154113 | MEDICAL COLLEGE
MSP40588 | Secure | 055 | TCPIP_Secure | GSM | Feeder | 4640 | 203 | 11KV KANHERI ROAD | 154113 | MEDICAL COLLEGE
XG476981 | DLMS-Secure | 055 | TCPIP_DLMS | GSM | Feeder | 5134 | 203 | 11KV BORGON KALE FEEDER NEW-2 | 154137 | 33/11KV NEW BORAGON KALE 5MVA
XG476988 | DLMS-Secure | 055 | TCPIP_DLMS | GSM | Feeder | 5134 | 201 | 11KV KHANDALA AG FEEDER NEW | 154137 | 33/11KV NEW BORAGON KALE 5MVA
XG477018 | DLMS-Secure | 055 | TCPIP_DLMS | GSM | Feeder | 5134 | 202 | 11KV BORGON KALE FEEDER NEW-1 | 154137 | 33/11KV NEW BORAGON KALE 5MVA
XF470620 | DLMS-Secure | 055 | TCPIP_DLMS | GSM | Feeder | 5134 | 210 | 11KV DATT MANDIR | 154001 | 33/11 KV MURUD
X0400829 | DLMS-Secure | 055 | TCPIP_DLMS | GSM | Feeder | 5134 | 202 | 11 KV Chikurda Feeder | 154061 | 33/ 11 KV CHIKURDA S/S
X0398521 | DLMS-Secure | 055 | TCPIP_DLMS | GSM | Feeder | 5134 | 204 | 11 KV Natural FEEDER | 154061 | 33/ 11 KV CHIKURDA S/S
X0402327 | DLMS-Secure | 055 | TCPIP_DLMS | GSM | Feeder | 5134 | 201 | 11 KV JAWALA | 154109 | 33/11 KV JAWALA
05263963 | Elster | 057 | TCPIP_Elster_RS232 | GSM | Feeder | 5134 | 201 | 11 KV Takalgaon Feeder | 154060 | 33/ 11 KV TANDULJA S/S
TN900696 | Secure | 055 | TCPIP_Secure | GSM | Feeder | 5134 | 209 | 11 KV HOSPITAL (SEPERATE) | 154001 | 33/11 KV MURUD
14089105 | LnT | 053 | TCPIP_LnT_9600 | GSM | Feeder | 5134 | 203 | 11kv Khuntephal | 154119 | 33/11KV BHISEWAGHOLI
14036254 | LnT | 053 | TCPIP_LnT_9600 | GSM | Feeder | 5134 | 201 | 11KV Bhisewagholi | 154119 | 33/11KV BHISEWAGHOLI
16011643 | LnT | 053 | TCPIP_LnT_9600 | GSM | Feeder | 5134 | 205 | 11 KV Jagdamba (Ekurga) | 154028 | 33 KV S/S BOPLA
16002819 | LnT | 053 | TCPIP_LnT_9600 | GSM | Feeder | 5134 | 206 | 11 kV Ekurga new | 154028 | 33 KV S/S BOPLA
16002764 | LnT | 053 | TCPIP_LnT_9600 | GSM | Feeder | 5134 | 204 | 11 KV Kanadi Borgaon | 154060 | 33/ 11 KV TANDULJA S/S
16047629 | LnT | 053 | TCPIP_LnT_9600 | GSM | Feeder | 5134 | 205 | 11 KV Bhoyra New | 154062 | 33/ 11 KV ANKOLI S/S
16047656 | LnT | 053 | TCPIP_LnT_9600 | GSM | Feeder | 5134 | 206 | 11KV Tandulja AG | 154060 | 33/ 11 KV TANDULJA S/S
MSE75734 | Secure | 055 | TCPIP_Secure | GSM | Feeder | 5134 | 203 | 11KV WARWADA -SHIVLI FEEDER | 154067 | 33KV SHIVALI S/S
07429403 | LnT | 053 | TCPIP_LNT | GSM | Feeder | 5134 | 202 | 11KV JAIFAL FEEDER | 154067 | 33KV SHIVALI S/S
16058611 | LnT | 053 | TCPIP_LnT_9600 | GSM | Feeder | 5134 | 205 | 11 KV Tandulja Gao | 154060 | 33/ 11 KV TANDULJA S/S
MSE75735 | Secure | 055 | TCPIP_Secure | GSM | Feeder | 5134 | 201 | 11KV SHIVALI FEEDER | 154067 | 33KV SHIVALI S/S
16011685 | LnT | 053 | TCPIP_LnT_9600 | GSM | Feeder | 5134 | 207 | 11 KV MBF New | 154028 | 33 KV S/S BOPLA
18206023 | DLMS-LnT | 053 | TCPIP_DLMS | GSM | Feeder | 5134 | 202 | 11 KV Pimpalgaon Feeder | 154060 | 33/ 11 KV TANDULJA S/S
X0400827 | DLMS-Secure | 055 | TCPIP_DLMS | GSM | Feeder | 5134 | 202 | 11 KV MURUD RURAL FEEDER | 154001 | 33/11 KV MURUD
X0400828 | DLMS-Secure | 055 | TCPIP_DLMS | GSM | Feeder | 5134 | 208 | 11 KV GUMPHAWADI -AG- FEEDER | 154001 | 33/11 KV MURUD
X0400826 | DLMS-Secure | 055 | TCPIP_DLMS | GSM | Feeder | 5134 | 205 | 11 KV WATAWADA FEEDER | 154001 | 33/11 KV MURUD
07429324 | LnT | 053 | TCPIP_LNT | GSM | Feeder | 5134 | 204 | 11 KV Gumphwadi FEEDER | 154001 | 33/11 KV MURUD
08189508 | LnT | 053 | TCPIP_LNT | GSM | Feeder | 5134 | 203 | 11 KV DHAKNI FEEDER | 154086 | 33 KV S/S NIVALI
08189509 | LnT | 053 | TCPIP_LNT | GSM | Feeder | 5134 | 202 | 11 KV NIVALI | 154086 | 33 KV S/S NIVALI
14089086 | LnT | 053 | TCPIP_LnT_9600 | GSM | Feeder | 5134 | 202 | 11kv Wadiwagholi | 154119 | 33/11KV BHISEWAGHOLI
05041075 | DLMS-HPL | 076 | TCPIP_DLMS | GSM | Feeder | 5134 | 201 | 11 KV KARKHANA | 154086 | 33 KV S/S NIVALI
16047638 | LnT | 053 | TCPIP_LnT_9600 | GSM | Feeder | 5134 | 206 | 11 KV Ankoli new | 154062 | 33/ 11 KV ANKOLI S/S
17084659 | LnT | 053 | TCPIP_LnT_9600 | GSM | Feeder | 5134 | 203 | 11KV MANJRI | 154125 | 33/11KV CHINCHOLI B SSTN
17084653 | LnT | 053 | TCPIP_LnT_9600 | GSM | Feeder | 5134 | 203 | 11KV SARSA | 154126 | 33/11 KV TAKALGAON SSTN
X1082491 | DLMS-Secure | 055 | TCPIP_DLMS | GSM | Feeder | 5134 | 202 | 11 KV BHETA FEEDER | 154065 | 33KV Bheta S/S
MSE75731 | Secure | 055 | TCPIP_Secure | GSM | Feeder | 5134 | 203 | 11 KV WANWADA FEEDER | 154092 | 33KV Wanwada S/S
18206024 | DLMS-LnT | 053 | TCPIP_DLMS | GSM | Feeder | 5134 | 203 | 11 KV Tandulja Feeder | 154060 | 33/ 11 KV TANDULJA S/S
MSE75528 | Secure | 055 | TCPIP_Secure | GSM | Feeder | 5134 | 202 | 11 KV Utti Tawarja Feeder | 154062 | 33/ 11 KV ANKOLI S/S
X0402330 | DLMS-Secure | 055 | NON_AMR_MODEM | GSM | Feeder | 5134 | 204 | 11 KV WATER WORKS | 154045 | 33/11 KV SHIRALA S/S
00582953 | DLMS-HPL | 076 | TCPIP_DLMS | GSM | Feeder | 5134 | 204 | BAIKAKAJI SOLAR | 154137 | 33/11KV NEW BORAGON KALE 5MVA
X2027741 | DLMS-Secure | 055 | TCPIP_DLMS | GSM | Feeder | 5134 | 208 | 11 KV BIRWALI | 154067 | 33KV SHIVALI S/S
05035730 | DLMS-HPL | 076 | TCPIP_DLMS | GSM | Feeder | 5134 | 202 | 11 KV CHINCHOLI (B) | 154102 | 33/11 KV RAMEGAON
MSE75526 | Secure | 055 | TCPIP_Secure | GSM | Feeder | 5134 | 201 | 11 KV Shiur Feeder | 154062 | 33/ 11 KV ANKOLI S/S
12006709 | LnT | 053 | TCPIP_LnT_9600 | GSM | Feeder | 5134 | 204 | 11KV NIWALI GAOTHAN | 154086 | 33 KV S/S NIVALI
15017527 | LnT | 053 | TCPIP_LnT_9600 | GSM | Feeder | 5134 | 204 | 11 KV SAI BREEDERS FEEDER | 154092 | 33KV Wanwada S/S
07429607 | LnT | 053 | TCPIP_LNT | GSM | Feeder | 5134 | 203 | 11KV BORGAON FEEDER | 154065 | 33KV Bheta S/S
07429591 | LnT | 053 | TCPIP_LNT | GSM | Feeder | 5134 | 201 | 11KV BHADA AG FEEDER | 154021 | 33KV Bhada S/S
07429608 | LnT | 053 | TCPIP_LNT | GSM | Feeder | 5134 | 201 | 11 KV ANDHORA FEEDER | 154065 | 33KV Bheta S/S
MSE75540 | Secure | 055 | TCPIP_Secure | GSM | Feeder | 5134 | 201 | 11KVBORFAL FEEDER | 154092 | 33KV Wanwada S/S
MSE75733 | Secure | 055 | TCPIP_Secure | GSM | Feeder | 5134 | 202 | 11KV SHINDALA(L)FEEDER | 154092 | 33KV Wanwada S/S
16047670 | LnT | 053 | TCPIP_LnT_9600 | GSM | Feeder | 5134 | 207 | 11 KV Dhanori | 154062 | 33/ 11 KV ANKOLI S/S
10009421 | LnT | 053 | TCPIP_LnT_9600 | GSM | Feeder | 5134 | 206 | 11KV KALMATHA FEEDER | 154021 | 33KV Bhada S/S
X0402329 | DLMS-Secure | 055 | TCPIP_DLMS | GSM | Feeder | 5134 | 202 | 11 KV BODKA | 154109 | 33/11 KV JAWALA
X0402328 | DLMS-Secure | 055 | TCPIP_DLMS | GSM | Feeder | 5134 | 203 | 11 KV DHOKI | 154109 | 33/11 KV JAWALA
X0402331 | DLMS-Secure | 055 | TCPIP_DLMS | GSM | Feeder | 5134 | 204 | 11 KV WATER WORKS EXP | 154062 | 33/ 11 KV ANKOLI S/S
X0400825 | DLMS-Secure | 055 | TCPIP_DLMS | GSM | Feeder | 5134 | 203 | 11 KV DHORALA FEEDER | 154001 | 33/11 KV MURUD
04579255 | DLMS-Genus | 065 | TCPIP_DLMS | GSM | Feeder | 5134 | 206 | 11KV GADWAD GAOTHAN FEEDER | 154017 | 33/11 KV GADWAD S/S
04579248 | DLMS-Genus | 065 | TCPIP_DLMS | GSM | Feeder | 5134 | 201 | 11 KV GADWAD | 154017 | 33/11 KV GADWAD S/S
X1237180 | DLMS-Secure | 055 | TCPIP_DLMS | GSM | Feeder | 5134 | 205 | 11 KV CHATA ROAD | 154005 | 33/11 KV MURUD-AKOLA
X1093422 | DLMS-Secure | 055 | TCPIP_DLMS | GSM | Feeder | 5134 | 203 | 11 KV Takli FEEDER | 154028 | 33 KV S/S BOPLA
X1093166 | DLMS-Secure | 055 | TCPIP_DLMS | GSM | Feeder | 5134 | 203 | 11 KV Wadiwagholi Feeder | 154045 | 33/11 KV SHIRALA S/S
X1093289 | DLMS-Secure | 055 | TCPIP_DLMS | GSM | Feeder | 5134 | 206 | 11 KV KARKATTA | 154001 | 33/11 KV MURUD
X1093148 | DLMS-Secure | 055 | TCPIP_DLMS | GSM | Feeder | 5134 | 201 | 11 KV MURUD URBAN FEEDER | 154001 | 33/11 KV MURUD
X1093364 | DLMS-Secure | 055 | TCPIP_DLMS | GSM | Feeder | 5134 | 203 | 11 KV RAMEGAON FEEDER | 154005 | 33/11 KV MURUD-AKOLA
X1093299 | DLMS-Secure | 055 | TCPIP_DLMS | GSM | Feeder | 5134 | 202 | 11KV YELLI | 154125 | 33/11KV CHINCHOLI B SSTN
X1093238 | DLMS-Secure | 055 | TCPIP_DLMS | GSM | Feeder | 5134 | 202 | 11 KV Chincholi B Feeder | 154045 | 33/11 KV SHIRALA S/S
04579277 | DLMS-Genus | 065 | TCPIP_DLMS | GSM | Feeder | 5134 | 204 | 11 KV WANJARKHEDA | 154017 | 33/11 KV GADWAD S/S
X1460638 | DLMS-Secure | 055 | TCPIP_DLMS | GSM | Feeder | 5134 | 205 | 11 KV SHRIHARI SOLAR | 154067 | 33KV SHIVALI S/S
X1957737 | DLMS-Secure | 055 | TCPIP_DLMS | GSM | Feeder | 5134 | 201 | 11 KV BOPLA FEEDER | 154028 | 33 KV S/S BOPLA
X2212038 | DLMS-Secure | 055 | TCPIP_DLMS | GSM | Feeder | 5134 | 205 | 11 KV BORGAON GAOTHAN | 154137 | 33/11KV NEW BORAGON KALE 5MVA
X1082492 | DLMS-Secure | 055 | TCPIP_DLMS | GSM | Feeder | 5134 | 204 | 11KV KORANGALA FEEDER | 154021 | 33KV Bhada S/S
X2192101 | DLMS-Secure | 055 | TCPIP_DLMS | GSM | Feeder | 5134 | 204 | 11 KV WADJI | 154065 | 33KV Bheta S/S
X1093696 | DLMS-Secure | 055 | TCPIP_DLMS | GSM | Feeder | 5134 | 205 | 11 KV UTTI FEEDER | 154021 | 33KV Bhada S/S
X2027752 | DLMS-Secure | 055 | TCPIP_DLMS | GSM | Feeder | 5134 | 206 | 11 KV JAYFAL NEW | 154065 | 33KV Bheta S/S
08026936 | DLMS-Genus | 065 | TCPIP_DLMS | GSM | Feeder | 5134 | 204 | 11 KV ROHIDAS NAGER FEEDER | 154067 | 33KV SHIVALI S/S
X2027743 | DLMS-Secure | 055 | TCPIP_DLMS | GSM | Feeder | 5134 | 206 | 11 KV SHIVALI AG | 154067 | 33KV SHIVALI S/S
X2027744 | DLMS-Secure | 055 | TCPIP_DLMS | GSM | Feeder | 5134 | 207 | 11 KV YELLORI | 154067 | 33KV SHIVALI S/S
X2212109 | DLMS-Secure | 055 | TCPIP_DLMS | GSM | Feeder | 5134 | 206 | 11 KV SHIRALA GAOTHAN | 154045 | 33/11 KV SHIRALA S/S
07429328 | LnT | 053 | TCPIP_LNT | GSM | Feeder | 5134 | 201 | 11 KV MURUD AKOLA FEEDER | 154005 | 33/11 KV MURUD-AKOLA
TN900680 | Secure | 055 | TCPIP_Secure | GSM | Feeder | 5134 | 203 | 11kv Khuntephal | 154119 | 33/11KV BHISEWAGHOLI
07429494 | LnT | 053 | TCPIP_LNT | GSM | Feeder | 5134 | 202 | 11 KV TANDA (WANJARKHEDA) FEEDER | 154017 | 33/11 KV GADWAD S/S
MSU11062 | Secure | 055 | TCPIP_Secure | GSM | Feeder | 5134 | 203 | 11 KV GONDEGAN | 154102 | 33/11 KV RAMEGAON
07429593 | LnT | 053 | TCPIP_LNT | GSM | Feeder | 5134 | 202 | 11KV WARWADA AG FEEDER | 154021 | 33KV Bhada S/S
MSU11082 | Secure | 055 | TCPIP_Secure | GSM | Feeder | 5134 | 201 | 11 KV RAMEGAON | 154102 | 33/11 KV RAMEGAON
07429592 | LnT | 053 | TCPIP_LNT | GSM | Feeder | 5134 | 203 | 11KV BARANPUR FEEDER | 154021 | 33KV Bhada S/S
MSE75529 | Secure | 055 | TCPIP_Secure | GSM | Feeder | 5134 | 203 | 11 KV SAWARGAON FEEDER | 154062 | 33/ 11 KV ANKOLI S/S
MSE75783 | Secure | 055 | TCPIP_Secure | GSM | Feeder | 5134 | 201 | 11 KV Shirala Feeder | 154045 | 33/11 KV SHIRALA S/S
MSE87575 | Secure | 055 | TCPIP_Secure | GSM | Feeder | 5134 | 207 | 11 KV KARKATTA-AG-FEEDER | 154001 | 33/11 KV MURUD
13062977 | LnT | 053 | TCPIP_LnT_9600 | GSM | Feeder | 5134 | 205 | 11kv AADI AGRO Exp Fed | 154045 | 33/11 KV SHIRALA S/S
07429641 | LnT | 053 | TCPIP_LNT | GSM | Feeder | 5134 | 203 | 11 KV MASLA | 154017 | 33/11 KV GADWAD S/S
15003598 | LnT | 053 | TCPIP_LnT_9600 | GSM | Feeder | 5134 | 204 | HT Chaitanya STEEL | 154005 | 33/11 KV MURUD-AKOLA
07429496 | LnT | 053 | TCPIP_LnT_9600 | GSM | Feeder | 5134 | 202 | 11 KV BHOYRA FEEDER | 154005 | 33/11 KV MURUD-AKOLA
17084664 | LnT | 053 | TCPIP_LnT_9600 | GSM | Feeder | 5134 | 201 | 11KV CHINCHOLI B | 154125 | 33/11KV CHINCHOLI B SSTN
17084668 | LnT | 053 | TCPIP_LnT_9600 | GSM | Feeder | 5134 | 201 | 11KV TAKALGAON | 154126 | 33/11 KV TAKALGAON SSTN
08026949 | DLMS-Genus | 065 | TCPIP_DLMS | GSM | Feeder | 5134 | 202 | 11 KC CHATA FEEDER | 154028 | 33 KV S/S BOPLA
X0444703 | DLMS-Secure | 055 | TCPIP_DLMS | GSM | Feeder | 5134 | 207 | 11 KV BHADA GFSS | 154021 | 33KV Bhada S/S
08023678 | DLMS-Genus | 065 | TCPIP_DLMS | GSM | Feeder | 5134 | 203 | 11 Kv Samangaon Feeder | 154061 | 33/ 11 KV CHIKURDA S/S
08023679 | DLMS-Genus | 065 | TCPIP_DLMS | GSM | Feeder | 5134 | 201 | AIRPORT (AKHARWAI) | 154061 | 33/ 11 KV CHIKURDA S/S
16047681 | LnT | 053 | TCPIP_LnT_9600 | GSM | Feeder | 5649 | 201 | 11 KV Dighol | 154124 | 33/11 KV Bhokaramba S/S
X1082466 | DLMS-Secure | 055 | TCPIP_DLMS | GSM | Feeder | 5649 | 205 | EXPRESS FEEDER-GINNING | 154036 | 33/11 KV Pangaon S/S
16011632 | LnT | 053 | TCPIP_LnT_9600 | GSM | Feeder | 5649 | 203 | 11 KV Bhokaramba | 154124 | 33/11 KV Bhokaramba S/S
16011631 | LnT | 053 | TCPIP_LnT_9600 | GSM | Feeder | 5649 | 202 | 11 KV Motegaon | 154124 | 33/11 KV Bhokaramba S/S
07429433 | LnT | 053 | TCPIP_LNT | GSM | Feeder | 5649 | 201 | 11 Kv Khanapur | 154057 | 33/11 KV PALSI S/S
17084661 | LnT | 053 | TCPIP_LnT_9600 | GSM | Feeder | 5649 | 202 | 11 KV LAHANEWADI | 154133 | 33/11 KV MAKEGAON S/SN
17084665 | LnT | 053 | TCPIP_LnT_9600 | GSM | Feeder | 5649 | 201 | 11 KV MAKEGAON | 154133 | 33/11 KV MAKEGAON S/SN
17084651 | LnT | 053 | TCPIP_LnT_9600 | GSM | Feeder | 5649 | 203 | 11 KV SUKNI | 154133 | 33/11 KV MAKEGAON S/SN
00567003 | DLMS-HPL | 076 | TCPIP_DLMS | GSM | Feeder | 5649 | 202 | 11 KV KUMBHARWADI | 154070 | 33/11 KV KHAROLA S/S
16011639 | LnT | 053 | TCPIP_LnT_9600 | GSM | Feeder | 5649 | 205 | 11 KV KHAROLA GAOTHAN | 154070 | 33/11 KV KHAROLA S/S
16047613 | LnT | 053 | TCPIP_LnT_9600 | GSM | Feeder | 5649 | 206 | 11 KV KHAROLA AG | 154070 | 33/11 KV KHAROLA S/S
16011682 | LnT | 053 | TCPIP_LnT_9600 | GSM | Feeder | 5649 | 204 | 11 KV SELU GAOVTHAN | 154070 | 33/11 KV KHAROLA S/S
12023353 | LnT | 053 | TCPIP_LnT_9600 | GSM | Feeder | 5649 | 204 | 11 KV POHAREGAON GAOTHAN | 154047 | 33/11 KV POHAREGAON S/STN
X1380765 | DLMS-Secure | 055 | TCPIP_DLMS | GSM | Feeder | 5649 | 208 | 11 KV EXPRESS WATER WORKS | 154007 | 33/11 KV RENAPUR S/S
17090523 | LnT | 053 | TCPIP_LnT_9600 | GSM | Feeder | 5649 | 207 | 11 KV TAHASIL FEEDER | 154007 | 33/11 KV RENAPUR S/S
16047636 | LnT | 053 | TCPIP_LnT_9600 | GSM | Feeder | 5649 | 207 | 11 KV KHALANGRI | 154049 | 33/11 KV KHALAGRI S/STN
00567420 | DLMS-HPL | 076 | TCPIP_DLMS | GSM | Feeder | 5649 | 208 | 11 KV PANGAON AG | 154036 | 33/11 KV Pangaon S/S
05038534 | DLMS-HPL | 076 | TCPIP_DLMS | GSM | Feeder | 5649 | 203 | 11 KV MUSLEWADI | 154036 | 33/11 KV Pangaon S/S
08016974 | LnT | 053 | TCPIP_LNT | GSM | Feeder | 5649 | 201 | 11 KV DARJI BORGAON | 154110 | 33KV/11KVDARJI BORGAON S/S
07429474 | LnT | 053 | TCPIP_LNT | GSM | Feeder | 5649 | 203 | 11 KV SELU ( J ) | 154070 | 33/11 KV KHAROLA S/S
09138018 | LnT | 053 | TCPIP_LnT_9600 | GSM | Feeder | 5649 | 203 | 11 KV INDARTHANA | 154110 | 33KV/11KVDARJI BORGAON S/S
MSE75860 | Secure | 055 | TCPIP_Secure | GSM | Feeder | 5649 | 201 | 11 KV PANGAON GAOTHAN | 154036 | 33/11 KV Pangaon S/S
07429476 | LnT | 053 | TCPIP_LNT | GSM | Feeder | 5649 | 202 | 11 Kv Morwad | 154057 | 33/11 KV PALSI S/S
16047704 | LnT | 053 | TCPIP_LnT_9600 | GSM | Feeder | 5649 | 205 | 11 kV Sangvi | 154051 | 33/11 KV SINDHGAON S/STN
16011595 | LnT | 053 | TCPIP_LnT_9600 | GSM | Feeder | 5649 | 204 | 11 kV Andalgaon | 154051 | 33/11 KV SINDHGAON S/STN
16047676 | LnT | 053 | TCPIP_LnT_9600 | GSM | Feeder | 5649 | 206 | 11 kV Kolgaon | 154051 | 33/11 KV SINDHGAON S/STN
X0398523 | DLMS-Secure | 055 | TCPIP_DLMS | GSM | Feeder | 5649 | 205 | 11 KV PHATA GAOTHAN | 154007 | 33/11 KV RENAPUR S/S
18206027 | DLMS-LnT | 053 | TCPIP_DLMS | GSM | Feeder | 5649 | 202 | 11 Kv Yashwantwadi Express Feeder | 154091 | 33/11 KV TALNI S/S
18206028 | DLMS-LnT | 053 | TCPIP_DLMS | GSM | Feeder | 5649 | 203 | 11 Kv Dhaveli | 154091 | 33/11 KV TALNI S/S
X1093692 | DLMS-Secure | 055 | TCPIP_DLMS | GSM | Feeder | 5649 | 202 | KAMKHEDA | 154084 | 33/11 KV BITTERGAON
X1093594 | DLMS-Secure | 055 | TCPIP_DLMS | GSM | Feeder | 5649 | 204 | 11 KV MAHAGAON FEEDER | 154091 | 33/11 KV TALNI S/S
X1082490 | DLMS-Secure | 055 | TCPIP_DLMS | GSM | Feeder | 5649 | 203 | 11 KV W/W | 154084 | 33/11 KV BITTERGAON
X1705264 | DLMS-Secure | 055 | TCPIP_DLMS | GSM | Feeder | 5649 | 207 | 11 KV YASHODHAN ROCK EXPRESS | 154051 | 33/11 KV SINDHGAON S/STN
04579238 | DLMS-Genus | 065 | TCPIP_DLMS | GSM | Feeder | 5649 | 204 | 11KV Aashirwad Express | 154057 | 33/11 KV PALSI S/S
X0398525 | DLMS-Secure | 055 | TCPIP_DLMS | GSM | Feeder | 5649 | 206 | 11 KV RENAPUR AG | 154007 | 33/11 KV RENAPUR S/S
X0398524 | DLMS-Secure | 055 | TCPIP_DLMS | GSM | Feeder | 5649 | 203 | 11 KV HANMANTWADI | 154007 | 33/11 KV RENAPUR S/S
X1082489 | DLMS-Secure | 055 | TCPIP_DLMS | GSM | Feeder | 5649 | 202 | 11 KV BHRAMWADI -Ghavan | 154110 | 33KV/11KVDARJI BORGAON S/S
05038425 | DLMS-HPL | 076 | TCPIP_DLMS | GSM | Feeder | 5649 | 206 | FAWDEWADI | 154036 | 33/11 KV Pangaon S/S
X0398522 | DLMS-Secure | 055 | TCPIP_DLMS | GSM | Feeder | 5649 | 204 | 11 KV SAMSAPUR | 154007 | 33/11 KV RENAPUR S/S
X0398527 | DLMS-Secure | 055 | TCPIP_DLMS | GSM | Feeder | 5649 | 202 | 11 KV MAHAPUR | 154007 | 33/11 KV RENAPUR S/S
X0398526 | DLMS-Secure | 055 | TCPIP_DLMS | GSM | Feeder | 5649 | 201 | 11 KV RENAPUR GAOTHAN | 154007 | 33/11 KV RENAPUR S/S
04579244 | DLMS-Genus | 065 | TCPIP_DLMS | GSM | Feeder | 5649 | 204 | 11 KV W/W CEO, LATUR, BEED | 154036 | 33/11 KV Pangaon S/S
X1082469 | DLMS-Secure | 055 | TCPIP_DLMS | GSM | Feeder | 5649 | 201 | 11 KV BITTERGAON | 154084 | 33/11 KV BITTERGAON
07429432 | LnT | 053 | TCPIP_LNT | GSM | Feeder | 5649 | 203 | 11 KV GARSOLI | 154057 | 33/11 KV PALSI S/S
15104190 | LnT | 053 | TCPIP_LnT_9600 | GSM | Feeder | 5649 | 205 | Shririshna Avdoot Express | 154057 | 33/11 KV PALSI S/S
15086481 | LnT | 053 | TCPIP_LnT_9600 | GSM | Feeder | 5649 | 205 | 11 KV KAREPUR | 154049 | 33/11 KV KHALAGRI S/STN
16047680 | LnT | 053 | TCPIP_LnT_9600 | GSM | Feeder | 5649 | 206 | 11 KV VATTI NO1 | 154049 | 33/11 KV KHALAGRI S/STN
06600577 | LnT | 053 | TCPIP_LNT | GSM | Feeder | 5649 | 203 | 11 KV EXPRESS FEEDER | 154051 | 33/11 KV SINDHGAON S/STN
16047651 | LnT | 053 | TCPIP_LnT_9600 | GSM | Feeder | 5649 | 205 | Faradpur | 154084 | 33/11 KV BITTERGAON
16047634 | LnT | 053 | TCPIP_LnT_9600 | GSM | Feeder | 5649 | 206 | WALA | 154084 | 33/11 KV BITTERGAON
MSE75665 | Secure | 055 | TCPIP_Secure | GSM | Feeder | 5649 | 202 | 11 KV SHERA | 154047 | 33/11 KV POHAREGAON S/STN
16002820 | LnT | 053 | TCPIP_LnT_9600 | GSM | Feeder | 5649 | 204 | WANJARWADI | 154084 | 33/11 KV BITTERGAON
18206029 | DLMS-LnT | 053 | TCPIP_DLMS | GSM | Feeder | 5649 | 202 | 11 KV NIWADA | 154051 | 33/11 KV SINDHGAON S/STN
18206026 | DLMS-LnT | 053 | TCPIP_DLMS | GSM | Feeder | 5649 | 201 | 11 KV TALNI | 154091 | 33/11 KV TALNI S/S
00567410 | DLMS-HPL | 076 | TCPIP_DLMS | GSM | Feeder | 5649 | 202 | 11 KV KOSHTAGAON | 154049 | 33/11 KV KHALAGRI S/STN
MSE75661 | Secure | 055 | TCPIP_Secure | GSM | Feeder | 5649 | 203 | 11 KV BHOKARAMBA POHAREGAONSS | 154047 | 33/11 KV POHAREGAON S/STN
MSE75859 | Secure | 055 | TCPIP_Secure | GSM | Feeder | 5649 | 201 | 11 KV POHAREGAON AG | 154047 | 33/11 KV POHAREGAON S/STN
07429365 | LnT | 053 | TCPIP_LNT | GSM | Feeder | 5649 | 203 | 11 KV GHODALA | 154049 | 33/11 KV KHALAGRI S/STN
07429431 | LnT | 053 | TCPIP_LNT | GSM | Feeder | 5649 | 201 | 11 KV RAMWADI GAOTHAN | 154070 | 33/11 KV KHAROLA S/S
MSE75662 | Secure | 055 | TCPIP_Secure | GSM | Feeder | 5649 | 202 | 11 KV BHANDARWADI | 154036 | 33/11 KV Pangaon S/S
07429478 | LnT | 053 | TCPIP_LNT | GSM | Feeder | 5649 | 201 | 11 KV SINDHGAON | 154051 | 33/11 KV SINDHGAON S/STN
08017053 | LnT | 053 | TCPIP_LNT | GSM | Feeder | 5649 | 204 | 11KV W/W | 154049 | 33/11 KV KHALAGRI S/STN
XD413908 | DLMS-Secure | 055 | TCPIP_DLMS | GSM | Feeder | 5185 | 202 | 11 KV HOLI FEEDER | 154136 | 33/11KV LODGA
X0400101 | DLMS-Secure | 055 | TCPIP_DLMS | GSM | Feeder | 5185 | 206 | 11KV HASALA | 154054 | 33KV BUDHODA
X1093310 | DLMS-Secure | 055 | TCPIP_DLMS | GSM | Feeder | 5185 | 201 | 11 KV ALMALA GFSS | 154132 | 33/11 KV ALAMALA SUBSTATION
X1093359 | DLMS-Secure | 055 | TCPIP_DLMS | GSM | Feeder | 5185 | 202 | 11 KV UMBADGA AG | 154132 | 33/11 KV ALAMALA SUBSTATION
X1093306 | DLMS-Secure | 055 | TCPIP_DLMS | GSM | Feeder | 5185 | 203 | 11KV SATTARDARWADI AG | 154132 | 33/11 KV ALAMALA SUBSTATION
X2212044 | DLMS-Secure | 055 | TCPIP_DLMS | GSM | Feeder | 5185 | 206 | 11KV MATOLA GAOTHAN-RDSS | 154032 | 33kv Matola
X2192104 | DLMS-Secure | 055 | TCPIP_DLMS | GSM | Feeder | 5185 | 205 | 11KV LATUR ROAD FEEDER-DPDC | 154112 | 33 KV MIDC SUB-STATION AUSA.
X2192090 | DLMS-Secure | 055 | TCPIP_DLMS | GSM | Feeder | 5185 | 204 | 11KV SHANTIGANGA MIDC-DPDC | 154112 | 33 KV MIDC SUB-STATION AUSA.
05038525 | DLMS-HPL | 076 | TCPIP_DLMS | GSM | Feeder | 5185 | 204 | 11 KV UJANI | 157002 | 132 kv Ujani
08189608 | LnT | 053 | TCPIP_LNT | GSM | Feeder | 5185 | 205 | 11KV GADHAVEWADI TANDA | 154041 | 33KV JAWALGA S/S
17271591 | DLMS-LnT | 053 | TCPIP_DLMS | GSM | Feeder | 5185 | 202 | 11KV WATER WORKS EXPRESS FEEDER. | 154032 | 33kv Matola
17271592 | DLMS-LnT | 053 | TCPIP_DLMS | GSM | Feeder | 5185 | 203 | 11KV HASALGAN | 154032 | 33kv Matola
18206042 | DLMS-LnT | 053 | TCPIP_DLMS | GSM | Feeder | 5185 | 202 | 11KV TAWSHI | 154034 | 33/11 Kv Belkund S/S
18206043 | DLMS-LnT | 053 | TCPIP_DLMS | GSM | Feeder | 5185 | 201 | 11KV BELKUND | 154034 | 33/11 Kv Belkund S/S
X1943615 | DLMS-Secure | 055 | TCPIP_DLMS | GSM | Feeder | 5185 | 401 | 33KV MUNDADA POLYMER EXPRESS AUSA | 154112 | 33 KV MIDC SUB-STATION AUSA.
X1602995 | DLMS-Secure | 055 | TCPIP_DLMS | GSM | Feeder | 5185 | 208 | 11KV GANGAMAI KALYAN ACR BUDHODA | 154054 | 33KV BUDHODA
XD413910 | DLMS-Secure | 055 | TCPIP_DLMS | GSM | Feeder | 5185 | 204 | 11 KV BHUSANI FEEDER | 154136 | 33/11KV LODGA
X1347534 | DLMS-Secure | 055 | TCPIP_DLMS | GSM | Feeder | 5185 | 205 | 11 KV GUL UDYOG FEEDER | 154136 | 33/11KV LODGA
X0400098 | DLMS-Secure | 055 | TCPIP_DLMS | GSM | Feeder | 5185 | 205 | 11KV UTTI W/W EXPRESS FEEDER | 154002 | 33KV Ausa
X0400097 | DLMS-Secure | 055 | TCPIP_DLMS | GSM | Feeder | 5185 | 207 | 11KV KARAJGAON GAOTHAN | 154002 | 33KV Ausa
X0400099 | DLMS-Secure | 055 | TCPIP_DLMS | GSM | Feeder | 5185 | 204 | 11KV KHUNTEGAON | 154054 | 33KV BUDHODA
X0400100 | DLMS-Secure | 055 | TCPIP_DLMS | GSM | Feeder | 5185 | 205 | 11KV BUDHODA | 154054 | 33KV BUDHODA
X1431442 | DLMS-Secure | 055 | TCPIP_DLMS | GSM | Feeder | 5185 | 204 | 11 KV SANKRAL FEEDER | 154041 | 33KV JAWALGA S/S
X1842068 | DLMS-Secure | 055 | TCPIP_DLMS | GSM | Feeder | 5185 | 206 | 11KV REDDY CONSTRUCTION SOLAR | 154136 | 33/11KV LODGA
X1439672 | DLMS-Secure | 055 | TCPIP_DLMS | GSM | Feeder | 5185 | 201 | 11KV MATOLA | 154032 | 33kv Matola
X1093462 | DLMS-Secure | 055 | TCPIP_DLMS | GSM | Feeder | 5185 | 201 | 11KV GONDRI | 154074 | 33KV DHANORA/Gondri
X1093184 | DLMS-Secure | 055 | TCPIP_DLMS | GSM | Feeder | 5185 | 204 | 11KV HASEGAON FEEDER | 154074 | 33KV DHANORA/Gondri
08026934 | DLMS-Genus | 065 | TCPIP_DLMS | GSM | Feeder | 5185 | 203 | 11KV HASEGAONWADI | 154030 | 33KV YERANDI S/S
XE489829 | DLMS-Secure | 055 | TCPIP_DLMS | GSM | Feeder | 5185 | 204 | 11KV NAGARSOGA GFFS | 154058 | 33KV NAGAARSOGA S/S
XD413935 | DLMS-Secure | 055 | TCPIP_DLMS | GSM | Feeder | 5185 | 203 | 11 KV LODGA FEEDER | 154136 | 33/11KV LODGA
X0853267 | DLMS-Secure | 055 | TCPIP_DLMS | GSM | Feeder | 5185 | 201 | 11 KV FINIX EXPRESS | 154136 | 33/11KV LODGA
12023250 | LnT | 053 | TCPIP_LnT_9600 | GSM | Feeder | 5185 | 203 | 11 KV SAMTA NAGER | 154112 | 33 KV MIDC SUB-STATION AUSA.
12023187 | LnT | 053 | TCPIP_LnT_9600 | GSM | Feeder | 5185 | 202 | 11 KV CHOWRASTA FEEDER | 154112 | 33 KV MIDC SUB-STATION AUSA.
07429416 | LnT | 053 | TCPIP_LNT | GSM | Feeder | 5185 | 201 | 11KV YERANDI FEEDER | 154030 | 33KV YERANDI S/S
07429417 | LnT | 053 | TCPIP_LNT | GSM | Feeder | 5185 | 205 | KAVLI FEEDER | 154032 | 33kv Matola
07429415 | LnT | 053 | TCPIP_LNT | GSM | Feeder | 5185 | 202 | 11KV KANERI FEEDER | 154030 | 33KV YERANDI S/S
MSE75642 | Secure | 055 | TCPIP_Secure | GSM | Feeder | 5185 | 203 | 11KV ALMALA AG | 154054 | 33KV BUDHODA
08189763 | LnT | 053 | TCPIP_LNT | GSM | Feeder | 5185 | 204 | 11KV KARAJGAON AG FEEDER | 154002 | 33KV Ausa
07327726 | LnT | 053 | TCPIP_LNT | GSM | Feeder | 5185 | 203 | 11 KV KARKHANA FEEDER | 154034 | 33/11 Kv Belkund S/S
MSE87583 | Secure | 055 | TCPIP_Secure | GSM | Feeder | 5185 | 208 | 11 KV ALMALA GAOTHAN FEEDER | 154002 | 33KV Ausa
07429400 | LnT | 053 | TCPIP_LNT | GSM | Feeder | 5185 | 206 | DAVAKHANA FEEDER | 154034 | 33/11 Kv Belkund S/S
MSE75536 | Secure | 055 | TCPIP_Secure | GSM | Feeder | 5185 | 202 | 11KV SELU | 154054 | 33KV BUDHODA
MSE75539 | Secure | 055 | TCPIP_Secure | GSM | Feeder | 5185 | 202 | 11 KV NAGARSOGA FEEDER | 154058 | 33KV NAGAARSOGA S/S
08189549 | LnT | 053 | TCPIP_LNT | GSM | Feeder | 5185 | 203 | 11 KV HAREGAON FEEDER | 154041 | 33KV JAWALGA S/S
08189547 | LnT | 053 | TCPIP_LNT | GSM | Feeder | 5185 | 201 | 11KV TUNGI FEEDER | 154058 | 33KV NAGAARSOGA S/S
07429402 | LnT | 053 | TCPIP_LNT | GSM | Feeder | 5185 | 204 | GULKHEDA FEEDER | 154034 | 33/11 Kv Belkund S/S
MSE75655 | Secure | 055 | TCPIP_Secure | GSM | Feeder | 5185 | 201 | 11 KV PETHE | 154054 | 33KV BUDHODA
07429589 | LnT | 053 | TCPIP_LNT | GSM | Feeder | 5185 | 205 | MALUMBRA FEEDER | 154034 | 33/11 Kv Belkund S/S
MSE75537 | Secure | 055 | TCPIP_Secure | GSM | Feeder | 5185 | 203 | 11KV GADAVEWADI FEEDER | 154058 | 33KV NAGAARSOGA S/S
MSE75538 | Secure | 055 | TCPIP_Secure | GSM | Feeder | 5185 | 201 | 11 KV JAWALGA FEEDER | 154041 | 33KV JAWALGA S/S
14676116 | DLMS-LnT | 053 | TCPIP_DLMS | GSM | Feeder | 5185 | 203 | 11KV KHANAPUR(AG) | 154002 | 33KV Ausa
18206014 | DLMS-LnT | 053 | TCPIP_DLMS | GSM | Feeder | 5185 | 204 | DEVTALA FEEDER | 154032 | 33kv Matola
12023192 | LnT | 053 | TCPIP_LnT_9600 | GSM | Feeder | 5185 | 201 | 11 KV NEW MIDC FEEDER. | 154112 | 33 KV MIDC SUB-STATION AUSA.
MSE75652 | Secure | 055 | TCPIP_Secure | GSM | Feeder | 4725 | 202 | 11 KV MADANSURI | 154029 | 33/11 KV MADANSURI
07429483 | LnT | 053 | TCPIP_LNT | GSM | Feeder | 4725 | 201 | 11 KV KASAR SHIRSHI | 154009 | 33/11 KV KASAR SHIRSHI
00567414 | DLMS-HPL | 076 | TCPIP_DLMS | GSM | Feeder | 4725 | 203 | 11 KV TAKLI FEEDER | 154035 | 33/11 KV KASAR BALKUNDA
00567001 | DLMS-HPL | 076 | TCPIP_DLMS | GSM | Feeder | 4725 | 202 | 11 KV TAMBALA | 154035 | 33/11 KV KASAR BALKUNDA
00567384 | DLMS-HPL | 076 | TCPIP_DLMS | GSM | Feeder | 4725 | 204 | 11 KV KASAR BALKUNDA GAONTHAN | 154035 | 33/11 KV KASAR BALKUNDA
07429482 | LnT | 053 | TCPIP_LNT | GSM | Feeder | 4725 | 204 | 11 KV RAMLING MUDGAD | 154009 | 33/11 KV KASAR SHIRSHI
MSE75738 | Secure | 055 | TCPIP_Secure | GSM | Feeder | 4725 | 205 | 11KV HANMANTWADI | 154029 | 33/11 KV MADANSURI
X0402348 | DLMS-Secure | 055 | TCPIP_DLMS | GSM | Feeder | 4725 | 205 | 11 KV HASORI AG FEEDER | 154009 | 33/11 KV KASAR SHIRSHI
X0402349 | DLMS-Secure | 055 | TCPIP_DLMS | GSM | Feeder | 4725 | 202 | 11 KV HASORI GAONTHAN | 154009 | 33/11 KV KASAR SHIRSHI
X1431445 | DLMS-Secure | 055 | TCPIP_DLMS | GSM | Feeder | 4725 | 206 | 11 MADANSURI SOLAR | 154029 | 33/11 KV MADANSURI
08026942 | DLMS-Genus | 065 | TCPIP_DLMS | GSM | Feeder | 4725 | 204 | 11 KV DONGARGAON | 154029 | 33/11 KV MADANSURI
XD453514 | DLMS-Secure | 055 | TCPIP_DLMS | GSM | Feeder | 4725 | 204 | 11 KV HARIJAWALGA GAONTHAN | 154107 | 33/11 KV HARIJAWALGA
X0402351 | DLMS-Secure | 055 | TCPIP_DLMS | GSM | Feeder | 4725 | 203 | 11 KV KOKALGAON | 154105 | 33/11 KV MUDGAD EKOJI
X0402350 | DLMS-Secure | 055 | TCPIP_DLMS | GSM | Feeder | 4725 | 203 | 11 KV TAMBALA | 154009 | 33/11 KV KASAR SHIRSHI
X0402345 | DLMS-Secure | 055 | TCPIP_DLMS | GSM | Feeder | 4725 | 202 | 11 KV BHOOTMUGLI | 154107 | 33/11 KV HARIJAWALGA
X0402346 | DLMS-Secure | 055 | TCPIP_DLMS | GSM | Feeder | 4725 | 203 | 11 KV USTURI | 154107 | 33/11 KV HARIJAWALGA
X0402347 | DLMS-Secure | 055 | TCPIP_DLMS | GSM | Feeder | 4725 | 201 | 11 KV HARIJAWALGA AG | 154107 | 33/11 KV HARIJAWALGA
18206052 | DLMS-LnT | 053 | TCPIP_DLMS | GSM | Feeder | 4725 | 201 | 11 KV SARWADI | 154105 | 33/11 KV MUDGAD EKOJI
18206053 | DLMS-LnT | 053 | TCPIP_DLMS | GSM | Feeder | 4725 | 202 | 11 KV MUDGAD EKOJI | 154105 | 33/11 KV MUDGAD EKOJI
MSE75736 | Secure | 055 | TCPIP_Secure | GSM | Feeder | 4718 | 201 | 11 KV YELLI | 154068 | 33 KV SUB STATION YELLI
18206041 | DLMS-LnT | 053 | TCPIP_DLMS | GSM | Feeder | 4718 | 202 | 11 KV Utka | 154099 | 33 / 11 Tapse - Chincholi
MSE75654 | Secure | 055 | TCPIP_Secure | GSM | Feeder | 4718 | 203 | 11 KV TUPADI | 154068 | 33 KV SUB STATION YELLI
MSE75737 | Secure | 055 | TCPIP_Secure | GSM | Feeder | 4718 | 202 | 11 KV KINNITHOT | 154068 | 33 KV SUB STATION YELLI
14046388 | LnT | 053 | TCPIP_LnT_9600 | GSM | Feeder | 4718 | 204 | 11 KV SARANI FEEDER | 154069 | 33 / 11 KV MANGROOL
MSE75651 | Secure | 055 | TCPIP_Secure | GSM | Feeder | 4718 | 201 | 11 KV TAMBARWADI | 154055 | 33 KV SUB STATION KHAROSA
MSE75641 | Secure | 055 | TCPIP_Secure | GSM | Feeder | 4718 | 203 | 11 KV KHAROSA | 154055 | 33 KV SUB STATION KHAROSA
MSE75644 | Secure | 055 | TCPIP_Secure | GSM | Feeder | 4718 | 202 | 11 KV SHIVANI-LUC | 154055 | 33 KV SUB STATION KHAROSA
14046363 | LnT | 053 | TCPIP_LnT_9600 | GSM | Feeder | 4718 | 205 | 11 KV BANEGAON FEEDER | 154069 | 33 / 11 KV MANGROOL
06600572 | LnT | 053 | TCPIP_LNT | GSM | Feeder | 4718 | 205 | 11 KV N HATTAGA FEEDER | 154008 | 33 kv s/s killari
05038409 | DLMS-HPL | 076 | TCPIP_DLMS | GSM | Feeder | 4718 | 206 | 11 KV FACTORY | 154008 | 33 kv s/s killari
00567413 | DLMS-HPL | 076 | TCPIP_DLMS | GSM | Feeder | 4718 | 201 | 11 KV KILLARI GAOTHAN FEEDER | 154008 | 33 kv s/s killari
18206040 | DLMS-LnT | 053 | TCPIP_DLMS | GSM | Feeder | 4718 | 201 | 11 KV Chincholi (T) | 154099 | 33 / 11 Tapse - Chincholi
X1284444 | DLMS-Secure | 055 | TCPIP_DLMS | GSM | Feeder | 4718 | 207 | 11 KV SOLAR FEEDER | 154026 | 33/11 KV LAMJANA SUBSTATION
X1431432 | DLMS-Secure | 055 | TCPIP_DLMS | GSM | Feeder | 4718 | 206 | 11KV MANGRUL SOLAR | 154069 | 33 / 11 KV MANGROOL
08023518 | DLMS-Genus | 065 | TCPIP_DLMS | GSM | Feeder | 4718 | 207 | 11 KV TALANI GAOTHAN | 154008 | 33 kv s/s killari
XE489820 | DLMS-Secure | 055 | TCPIP_DLMS | GSM | Feeder | 4718 | 202 | 11 KV LAMJANA GAOTHAN | 154026 | 33/11 KV LAMJANA SUBSTATION
08026938 | DLMS-Genus | 065 | TCPIP_DLMS | GSM | Feeder | 4718 | 202 | 11 KV YELAWAT AG FEEDER | 154008 | 33 kv s/s killari
07429568 | LnT | 053 | TCPIP_LNT | GSM | Feeder | 4718 | 202 | 11 KV MANGROOL | 154069 | 33 / 11 KV MANGROOL
MSE75653 | Secure | 055 | TCPIP_Secure | GSM | Feeder | 4718 | 203 | 11 KV NANDURGA | 154069 | 33 / 11 KV MANGROOL
08016923 | LnT | 053 | TCPIP_LNT | GSM | Feeder | 4718 | 201 | 11 KV KARLA | 154093 | 33 KV SUB STATION KARLA
MSE75739 | Secure | 055 | TCPIP_Secure | GSM | Feeder | 4718 | 201 | 11 KV LIMBALA FEEDER | 154069 | 33 / 11 KV MANGROOL
MSE87590 | Secure | 055 | TCPIP_Secure | GSM | Feeder | 4718 | 204 | 11 KV TALANI FEEDER | 154008 | 33 kv s/s killari
07429564 | LnT | 053 | TCPIP_LNT | GSM | Feeder | 4718 | 203 | 11 KV OLD KILLARI FEEDER | 154008 | 33 kv s/s killari
07429551 | LnT | 053 | TCPIP_LNT | GSM | Feeder | 4718 | 203 | 11 KV SIRSAL | 154093 | 33 KV SUB STATION KARLA
07429639 | LnT | 053 | TCPIP_LNT | GSM | Feeder | 4718 | 202 | 11 KV KUMTHA | 154093 | 33 KV SUB STATION KARLA
18206037 | DLMS-LnT | 053 | TCPIP_DLMS | GSM | Feeder | 4718 | 204 | 11 KV Lamjana II | 154026 | 33/11 KV LAMJANA SUBSTATION
18206038 | DLMS-LnT | 053 | TCPIP_DLMS | GSM | Feeder | 4718 | 206 | 11 KV CHALBURGA | 154026 | 33/11 KV LAMJANA SUBSTATION
18206039 | DLMS-LnT | 053 | TCPIP_DLMS | GSM | Feeder | 4718 | 201 | 11 KV Jawali Feeder | 154026 | 33/11 KV LAMJANA SUBSTATION
18206044 | DLMS-LnT | 053 | TCPIP_DLMS | GSM | Feeder | 4718 | 203 | 11 KV Gotewadi | 154099 | 33 / 11 Tapse - Chincholi
07429566 | LnT | 053 | TCPIP_LNT | GSM | Feeder | 4718 | 203 | 11 KV Kharosa Feeder | 154026 | 33/11 KV LAMJANA SUBSTATION
X1294739 | DLMS-Secure | 055 | TCPIP_DLMS | GSM | Feeder | 5177 | 206 | 11 KV SOLAR PANCHINCHOLI | 154027 | 33/11 KV PANCHINCHOLI
X0402333 | DLMS-Secure | 055 | TCPIP_DLMS | GSM | Feeder | 5177 | 204 | 11 KV SHIRSHI HANGARGA | 154016 | 33/11 KV HALGARA
08024427 | DLMS-Genus | 065 | TCPIP_DLMS | GSM | Feeder | 5177 | 207 | 11 KV SHINDKHED AG | 154003 | 33/11 KV NILANGA
MSE75685 | Secure | 055 | TCPIP_Secure | GSM | Feeder | 5177 | 202 | 11 KV SHEND FEEDER | 154078 | 33/11 KV NITUR
08016997 | LnT | 053 | TCPIP_LNT | GSM | Feeder | 5177 | 201 | 11 KV AURAD AG | 154056 | 33/11 KV AURAD
08017038 | LnT | 053 | TCPIP_LNT | GSM | Feeder | 5177 | 204 | 11 KV JAJNOOR | 154046 | 33/11 KV ZARI
MSE75855 | Secure | 055 | TCPIP_Secure | GSM | Feeder | 5177 | 203 | 11 KV CHANDORI | 154072 | 33/11 KV BORSURI
08016993 | LnT | 053 | TCPIP_LNT | GSM | Feeder | 5177 | 205 | 11KV GRAM PANCHYAT AURAD | 154056 | 33/11 KV AURAD
08016920 | LnT | 053 | TCPIP_LNT | GSM | Feeder | 5177 | 208 | 11 KV KHANDSARI | 154016 | 33/11 KV HALGARA
15010253 | LnT | 053 | TCPIP_LnT_9600 | GSM | Feeder | 5177 | 201 | 11 KV ANASARWADA GAOTHAN | 154118 | 33/11 KV Anasarwada
15003607 | LnT | 053 | TCPIP_LnT_9600 | GSM | Feeder | 5177 | 203 | 11 KV TALIKHED GAOTHAN | 154118 | 33/11 KV Anasarwada
14675501 | DLMS-LnT | 053 | TCPIP_DLMS | GSM | Feeder | 5177 | 203 | 11 KV SHELGI GAOTHAN | 154056 | 33/11 KV AURAD
04016219 | DLMS-HPL | 076 | TCPIP_DLMS | GSM | Feeder | 5177 | 205 | 11 KV OLD COURT FEEDER | 154003 | 33/11 KV NILANGA
X0402352 | DLMS-Secure | 055 | TCPIP_DLMS | GSM | Feeder | 5177 | 201 | 11 KV NANAND | 154104 | 33/11 KV NANAND
X0402332 | DLMS-Secure | 055 | TCPIP_DLMS | GSM | Feeder | 5177 | 203 | 11 KV SAWARI | 154016 | 33/11 KV HALGARA
X0402342 | DLMS-Secure | 055 | TCPIP_DLMS | GSM | Feeder | 5177 | 207 | 11 KV TAGARKHEDA AG | 154016 | 33/11 KV HALGARA
14046441 | LnT | 053 | TCPIP_LnT_9600 | GSM | Feeder | 5177 | 204 | 11 KV BUJRUGWADI FEEDER | 154078 | 33/11 KV NITUR
08189610 | LnT | 053 | TCPIP_LNT | GSM | Feeder | 5177 | 205 | 11KV KELGAON SPP | 154046 | 33/11 KV ZARI
09137700 | LnT | 053 | TCPIP_LnT_9600 | GSM | Feeder | 5177 | 206 | 11 KV DHANORA | 154003 | 33/11 KV NILANGA
08024430 | DLMS-Genus | 065 | TCPIP_DLMS | GSM | Feeder | 5177 | 202 | 11 KV SHELGI AG | 154056 | 33/11 KV AURAD
X1431447 | DLMS-Secure | 055 | TCPIP_DLMS | GSM | Feeder | 5177 | 206 | 11KV SOLAR AURAD(SH) | 154056 | 33/11 KV AURAD
14046353 | LnT | 053 | TCPIP_LnT_9600 | GSM | Feeder | 5177 | 204 | 11 KV WAKSA | 154072 | 33/11 KV BORSURI
00567411 | DLMS-HPL | 076 | TCPIP_DLMS | GSM | Feeder | 5177 | 201 | 11 KV LAMBOTA | 154046 | 33/11 KV ZARI
MSE75681 | Secure | 055 | TCPIP_Secure | GSM | Feeder | 5177 | 203 | 11 KV BASPUR | 154078 | 33/11 KV NITUR
X0402357 | DLMS-Secure | 055 | TCPIP_DLMS | GSM | Feeder | 5177 | 203 | 11 KV NADEWADI | 154108 | 33/11 KV AMBULAGA
X0402335 | DLMS-Secure | 055 | TCPIP_DLMS | GSM | Feeder | 5177 | 202 | 11 KV HALGARA | 154016 | 33/11 KV HALGARA
X0994275 | DLMS-Secure | 055 | TCPIP_DLMS | GSM | Feeder | 5177 | 204 | 11KV JAU | 154104 | 33/11 KV NANAND
X0994235 | DLMS-Secure | 055 | TCPIP_DLMS | GSM | Feeder | 5177 | 205 | 11 KV SANGVI | 154104 | 33/11 KV NANAND
14046442 | LnT | 053 | TCPIP_LnT_9600 | GSM | Feeder | 5177 | 202 | 11KV SHIUR | 154108 | 33/11 KV AMBULAGA
14046303 | LnT | 053 | TCPIP_LnT_9600 | GSM | Feeder | 5177 | 204 | 11 KV KATE-JAWALGA | 154108 | 33/11 KV AMBULAGA
X0994277 | DLMS-Secure | 055 | TCPIP_DLMS | GSM | Feeder | 5177 | 202 | 11KV HANGARGA GAOTHAN | 154138 | 33/11 KV SHIRSHI-HANGARGA SUBSTATION
X0994251 | DLMS-Secure | 055 | TCPIP_DLMS | GSM | Feeder | 5177 | 201 | 11KV HANGARAGA AG FEEDER | 154138 | 33/11 KV SHIRSHI-HANGARGA SUBSTATION
X1431446 | DLMS-Secure | 055 | TCPIP_DLMS | GSM | Feeder | 5177 | 210 | 11KV SOLAR HALGARA | 154016 | 33/11 KV HALGARA
X0402356 | DLMS-Secure | 055 | TCPIP_DLMS | GSM | Feeder | 5177 | 201 | 11KV AMBULGA AG | 154108 | 33/11 KV AMBULAGA
X0402344 | DLMS-Secure | 055 | TCPIP_DLMS | GSM | Feeder | 5177 | 206 | 11 KV HALGARA AG | 154016 | 33/11 KV HALGARA
X0402334 | DLMS-Secure | 055 | TCPIP_DLMS | GSM | Feeder | 5177 | 201 | 11 KV TAGARKHEDA | 154016 | 33/11 KV HALGARA
X0402336 | DLMS-Secure | 055 | TCPIP_DLMS | GSM | Feeder | 5177 | 209 | 11 KV SHIRSHI HANGARGA AG | 154016 | 33/11 KV HALGARA
X1304752 | DLMS-Secure | 055 | TCPIP_DLMS | GSM | Feeder | 5177 | 203 | 11KV SHIVANI KO FEEDER | 154142 | 33/11 KV BHOSALEWADI SS
X1304691 | DLMS-Secure | 055 | TCPIP_DLMS | GSM | Feeder | 5177 | 201 | 11 KV HADGA FEEDER | 154142 | 33/11 KV BHOSALEWADI SS
X1304689 | DLMS-Secure | 055 | TCPIP_DLMS | GSM | Feeder | 5177 | 202 | 11KV WADGAON FEEDER | 154142 | 33/11 KV BHOSALEWADI SS
X1996233 | DLMS-Secure | 055 | TCPIP_DLMS | GSM | Feeder | 5177 | 206 | 11KV ONKAR SUGAR FACTORY | 154046 | 33/11 KV ZARI
X0994240 | DLMS-Secure | 055 | TCPIP_DLMS | GSM | Feeder | 5177 | 203 | 11 KV MASOBAWADI AG | 154138 | 33/11 KV SHIRSHI-HANGARGA SUBSTATION
04575150 | DLMS-Genus | 065 | TCPIP_DLMS | GSM | Feeder | 5177 | 202 | 11 KV ANASARWADA AG | 154118 | 33/11 KV Anasarwada
08026944 | DLMS-Genus | 065 | TCPIP_DLMS | GSM | Feeder | 5177 | 204 | 11 KV WATER WORKS | 154063 | 33/11 KV MASALGA
X0402355 | DLMS-Secure | 055 | TCPIP_DLMS | GSM | Feeder | 5177 | 203 | 11 KV ZARI | 154046 | 33/11 KV ZARI
XC428095 | DLMS-Secure | 055 | TCPIP_DLMS | GSM | Feeder | 5177 | 205 | 11 KV AMBULGA GAOTHAN | 154108 | 33/11 KV AMBULAGA
XE483070 | DLMS-Secure | 055 | TCPIP_DLMS | GSM | Feeder | 5177 | 401 | 33 KV SHARDA CONSTRUCTION & CORPORATION PVT LTD | 154027 | 33/11 KV PANCHINCHOLI
07429609 | LnT | 053 | TCPIP_LNT | GSM | Feeder | 5177 | 204 | 11 KV HADGA | 154003 | 33/11 KV NILANGA
12484381 | LnT | 053 | TCPIP_LnT_9600 | GSM | Feeder | 5177 | 202 | ASHOK NAGAR | 154115 | 33/11 KV ASHOK NAGAR NILANGA
07326175 | LnT | 053 | TCPIP_LNT | GSM | Feeder | 5177 | 201 | NEW BANK COLONY | 154115 | 33/11 KV ASHOK NAGAR NILANGA
MSE75853 | Secure | 055 | TCPIP_Secure | GSM | Feeder | 5177 | 201 | 11 KV SONKHED | 154072 | 33/11 KV BORSURI
MSE75852 | Secure | 055 | TCPIP_Secure | GSM | Feeder | 5177 | 202 | 11 KV BORSURI | 154072 | 33/11 KV BORSURI
MSE75826 | Secure | 055 | TCPIP_Secure | GSM | Feeder | 5177 | 204 | 11 KV AURAD GAOTHAN | 154056 | 33/11 KV AURAD
12023325 | LnT | 053 | TCPIP_LnT_9600 | GSM | Feeder | 5177 | 203 | NEW COURT FEEDER | 154115 | 33/11 KV ASHOK NAGAR NILANGA
18206049 | DLMS-LnT | 053 | TCPIP_DLMS | GSM | Feeder | 5177 | 204 | 11 KV GOUR FEEDER | 154027 | 33/11 KV PANCHINCHOLI
18206048 | DLMS-LnT | 053 | TCPIP_DLMS | GSM | Feeder | 5177 | 202 | 11 KV TUPADI | 154027 | 33/11 KV PANCHINCHOLI
18206047 | DLMS-LnT | 053 | TCPIP_DLMS | GSM | Feeder | 5177 | 201 | 11 KV PANCHINCHOLI | 154027 | 33/11 KV PANCHINCHOLI
X0402358 | DLMS-Secure | 055 | TCPIP_DLMS | GSM | Feeder | 5177 | 205 | 11 KV AAMBEGAON | 154063 | 33/11 KV MASALGA
X0402353 | DLMS-Secure | 055 | TCPIP_DLMS | GSM | Feeder | 5177 | 202 | 11 KV JEWRI | 154104 | 33/11 KV NANAND
X0402354 | DLMS-Secure | 055 | TCPIP_DLMS | GSM | Feeder | 5177 | 203 | 11 KV MALEGAON | 154104 | 33/11 KV NANAND
X0402343 | DLMS-Secure | 055 | TCPIP_DLMS | GSM | Feeder | 5177 | 205 | 11 KV SAWARI AG | 154016 | 33/11 KV HALGARA
X1251872 | DLMS-Secure | 055 | TCPIP_DLMS | GSM | Feeder | 5177 | 204 | 11 KV SOLAR ANSARWADA | 154118 | 33/11 KV Anasarwada
00308815 | DLMS-HPL | 076 | TCPIP_DLMS | GSM | Feeder | 4823 | 207 | 11KV SUMTHANA FEEDER | 154024 | 33/11 KV YEROL
X1093672 | DLMS-Secure | 055 | TCPIP_DLMS | GSM | Feeder | 4823 | 202 | 11 KV SAKOL AG FEEDER(PURE) | 154066 | 33/11 KV SAKOL
00467256 | DLMS-HPL | 076 | TCPIP_DLMS | GSM | Feeder | 4823 | 201 | 11 KV DIGOL | 154024 | 33/11 KV YEROL
00467251 | DLMS-HPL | 076 | TCPIP_DLMS | GSM | Feeder | 4823 | 203 | 11 KV SAKOL OLD (DAITHNA) | 154024 | 33/11 KV YEROL
00467279 | DLMS-HPL | 076 | TCPIP_DLMS | GSM | Feeder | 4823 | 202 | 11 KV YEROL GAVTHAN | 154024 | 33/11 KV YEROL
X2212118 | DLMS-Secure | 055 | TCPIP_DLMS | GSM | Feeder | 4823 | 205 | 11KV SHIVPUR GAOTHAN-RDSS | 154111 | 33KV/11KV HIPPALGAON
00567002 | DLMS-HPL | 076 | TCPIP_DLMS | GSM | Feeder | 4823 | 204 | 11 KV DHAMANGAON | 154024 | 33/11 KV YEROL
00567004 | DLMS-HPL | 076 | TCPIP_DLMS | GSM | Feeder | 4823 | 202 | 11 KV BIBRAL | 154014 | 33/11 KV UJED
X1082464 | DLMS-Secure | 055 | TCPIP_DLMS | GSM | Feeder | 4823 | 205 | 11KV YEROL AG FEEDER | 154024 | 33/11 KV YEROL
X0402359 | DLMS-Secure | 055 | TCPIP_DLMS | GSM | Feeder | 4823 | 202 | 11 KV HIPPALGAON | 154111 | 33KV/11KV HIPPALGAON
X0402361 | DLMS-Secure | 055 | TCPIP_DLMS | GSM | Feeder | 4823 | 201 | 11 KV SHIVPUR | 154111 | 33KV/11KV HIPPALGAON
X0402364 | DLMS-Secure | 055 | TCPIP_DLMS | GSM | Feeder | 4823 | 204 | 11 KV NEW TALEGAON FEEDER | 154066 | 33/11 KV SAKOL
X0402363 | DLMS-Secure | 055 | TCPIP_DLMS | GSM | Feeder | 4823 | 201 | 11KV SHIRUR ANANTPAL GAOTHAN FEEDER. | 154064 | 33/11KV SHIRUR ANANTPAL
X0402360 | DLMS-Secure | 055 | TCPIP_DLMS | GSM | Feeder | 4823 | 203 | 11 KV GANESHWADI | 154111 | 33KV/11KV HIPPALGAON
X0402362 | DLMS-Secure | 055 | TCPIP_DLMS | GSM | Feeder | 4823 | 206 | 11 KV LAKKAD JAWALGA | 154064 | 33/11KV SHIRUR ANANTPAL
X1750540 | DLMS-Secure | 055 | TCPIP_DLMS | GSM | Feeder | 4823 | 206 | 11KV VICTORIA AGRO-EXPRESS SAKOL | 154066 | 33/11 KV SAKOL
08026935 | DLMS-Genus | 065 | TCPIP_DLMS | GSM | Feeder | 4823 | 204 | 11KV HALKI | 154014 | 33/11 KV UJED
12627662 | DLMS-LnT | 053 | TCPIP_DLMS | GSM | Feeder | 4823 | 203 | 11 KV UJED | 154014 | 33/11 KV UJED
MSE87581 | Secure | 055 | TCPIP_Secure | GSM | Feeder | 4823 | 205 | 11KV SHIRUR ANANTPAL AG | 154064 | 33/11KV SHIRUR ANANTPAL
07429454 | LnT | 053 | TCPIP_LNT | GSM | Feeder | 4823 | 203 | 11KV ARI | 154064 | 33/11KV SHIRUR ANANTPAL
X0402983 | DLMS-Secure | 055 | TCPIP_DLMS | GSM | Feeder | 4823 | 201 | 11KV SYED ANKULGA | 154014 | 33/11 KV UJED
X1093642 | DLMS-Secure | 055 | TCPIP_DLMS | GSM | Feeder | 4823 | 201 | 11 KV TALEGAON | 154066 | 33/11 KV SAKOL
X1093643 | DLMS-Secure | 055 | TCPIP_DLMS | GSM | Feeder | 4823 | 205 | 11KV SAKOL GAOTHAN FEEDER | 154066 | 33/11 KV SAKOL
X2316346 | DLMS-Secure | 055 | TCPIP_DLMS | GSM | Feeder | 4823 | 204 | 11KV HIPPALGAON GAOTHAN RDSS | 154111 | 33KV/11KV HIPPALGAON
07429587 | LnT | 053 | TCPIP_LNT | GSM | Feeder | 5151 | 202 | 11KV TELEPHONE FEEDER | 154114 | 33/11KV URBAN AHMADPUR SUB STATION
07429585 | LnT | 053 | TCPIP_LNT | GSM | Feeder | 5151 | 203 | 11KV EXPRESS FEEDER | 154114 | 33/11KV URBAN AHMADPUR SUB STATION
07429625 | LnT | 053 | TCPIP_LNT | GSM | Feeder | 5151 | 201 | 11KV BUSTAND FEEDER. | 154114 | 33/11KV URBAN AHMADPUR SUB STATION
X0402965 | DLMS-Secure | 055 | TCPIP_DLMS | GSM | Feeder | 5151 | 202 | 11 KV GUNJOTI | 154018 | 33/11 KV KINGAON
09137679 | LnT | 053 | TCPIP_LnT_9600 | GSM | Feeder | 5151 | 203 | 11KV TEMBHURNI AG | 154106 | 33/11KV THODAGA
09137681 | LnT | 053 | TCPIP_LnT_9600 | GSM | Feeder | 5151 | 202 | 11KV MOGHA AG | 154106 | 33/11KV THODAGA
08016868 | LnT | 053 | TCPIP_LNT | GSM | Feeder | 5151 | 204 | 11 KV NANDURA GFSS | 154004 | 33/11 KV AHMEDPUR
08016873 | LnT | 053 | TCPIP_LNT | GSM | Feeder | 5151 | 203 | 11 KV THODAGA AG | 154004 | 33/11 KV AHMEDPUR
08016866 | LnT | 053 | TCPIP_LNT | GSM | Feeder | 5151 | 202 | 11 KV Nandura AG | 154004 | 33/11 KV AHMEDPUR
X1093688 | Secure | 055 | TCPIP_DLMS | GSM | Feeder | 5151 | 201 | 11 KV ROKADA SAWARGAON | 154083 | 33/11 KV ROKADA SAWARGAON
X1093637 | Secure | 055 | TCPIP_DLMS | GSM | Feeder | 5151 | 203 | 11 KV KAJAL HIPPARGA | 154083 | 33/11 KV ROKADA SAWARGAON
X0994248 | DLMS-Secure | 055 | TCPIP_DLMS | GSM | Feeder | 5151 | 201 | 11KV HAGDAL FEEDER | 154140 | 33/11KV HAGDAL S/S
XE489834 | DLMS-Secure | 055 | TCPIP_DLMS | GSM | Feeder | 5151 | 203 | 11KV EXPRESS FEEDER | 154140 | 33/11KV HAGDAL S/S
X0402966 | DLMS-Secure | 055 | TCPIP_DLMS | GSM | Feeder | 5151 | 201 | 11 KV Waki Dam AG | 154004 | 33/11 KV AHMEDPUR
XG437251 | DLMS-Secure | 055 | TCPIP_DLMS | GSM | Feeder | 5151 | 202 | 11KV DUSWADI FEEDER | 154141 | 33/11 KV KHANDALI S/S
XG437255 | DLMS-Secure | 055 | TCPIP_DLMS | GSM | Feeder | 5151 | 203 | 11KV KHANDALI FEEDER | 154141 | 33/11 KV KHANDALI S/S
X1444513 | DLMS-Secure | 055 | TCPIP_DLMS | GSM | Feeder | 5151 | 204 | 11KV DHALEGAON SOLAR | 154081 | 33/11 KV ANDHORI
19253747 | DLMS-LnT | 053 | TCPIP_DLMS | GSM | Feeder | 5151 | 207 | 11KV SOLAR VELEGAON FDR-1 | 154004 | 33/11 KV AHMEDPUR
19253772 | DLMS-LnT | 053 | TCPIP_DLMS | GSM | Feeder | 5151 | 208 | 11KV SOLAR VELEGAON FDR-2 | 154004 | 33/11 KV AHMEDPUR
X2004667 | DLMS-Secure | 055 | TCPIP_DLMS | GSM | Feeder | 5151 | 204 | 11KV KHANDALI GAOTHAN | 154141 | 33/11 KV KHANDALI S/S
08026933 | DLMS-Genus | 065 | TCPIP_DLMS | GSM | Feeder | 5151 | 202 | 11 KV TAKALGAON | 154083 | 33/11 KV ROKADA SAWARGAON
XF470628 | DLMS-Secure | 055 | TCPIP_DLMS | GSM | Feeder | 5151 | 206 | 11KV SATALA | 154018 | 33/11 KV KINGAON
XF470610 | DLMS-Secure | 055 | TCPIP_DLMS | GSM | Feeder | 5151 | 207 | 11KV DAM | 154018 | 33/11 KV KINGAON
07429626 | LnT | 053 | TCPIP_LNT | GSM | Feeder | 5151 | 203 | 11 KV GANGA HIPPARGA | 154043 | 33/11 KV UJANA
08189684 | LnT | 053 | TCPIP_LNT | GSM | Feeder | 5151 | 202 | 11 KV SANGHAVI | 154043 | 33/11 KV UJANA
MSU12035 | Secure | 055 | TCPIP_Secure | GSM | Feeder | 5151 | 204 | 11 KV UJANA EXPRESS FEEDER | 154043 | 33/11 KV UJANA
09137678 | LnT | 053 | TCPIP_LnT_9600 | GSM | Feeder | 5151 | 201 | 11 KV UJANA | 154043 | 33/11 KV UJANA
07429340 | LnT | 053 | TCPIP_LNT | GSM | Feeder | 5151 | 201 | 11 KV KINGAON | 154018 | 33/11 KV KINGAON
07429339 | LnT | 053 | TCPIP_LNT | GSM | Feeder | 5151 | 203 | 11 KV KOPARA | 154018 | 33/11 KV KINGAON
09137680 | LnT | 053 | TCPIP_LnT_9600 | GSM | Feeder | 5151 | 201 | 11KV Thodga GAOTHAN | 154106 | 33/11KV THODAGA
XG437302 | DLMS-Secure | 055 | TCPIP_DLMS | GSM | Feeder | 5151 | 201 | 11KV WANJARWADI FEEDER | 154141 | 33/11 KV KHANDALI S/S
MSE87553 | Secure | 055 | TCPIP_Secure | GSM | Feeder | 5151 | 205 | 11 kv Kalegaon | 154004 | 33/11 KV AHMEDPUR
00307668 | DLMS-HPL | 076 | TCPIP_DLMS | GSM | Feeder | 5151 | 203 | 11 KV KENDREWADI | 154081 | 33/11 KV ANDHORI
00307423 | DLMS-HPL | 076 | TCPIP_DLMS | GSM | Feeder | 5151 | 202 | 11 KV ANDHORI | 154081 | 33/11 KV ANDHORI
X0402967 | DLMS-Secure | 055 | TCPIP_DLMS | GSM | Feeder | 5151 | 205 | 11KV BALGHAT KARKHANA FEEDER | 154043 | 33/11 KV UJANA
17103841 | LnT | 053 | TCPIP_LnT_9600 | GSM | Feeder | 5151 | 206 | 11 KV UJANA GAOTHAN | 154043 | 33/11 KV UJANA
12023242 | LnT | 053 | TCPIP_LnT_9600 | GSM | Feeder | 5151 | 207 | 11 KV SANGVI GAOTHAN FEEDER | 154043 | 33/11 KV UJANA
XF471049 | DLMS-Secure | 055 | TCPIP_DLMS | GSM | Feeder | 5151 | 202 | 11KV WARWATI FEEDER | 154140 | 33/11KV HAGDAL S/S
14089109 | LnT | 053 | TCPIP_LnT_9600 | GSM | Feeder | 5169 | 203 | 11 KV AMBULGA | 154117 | 33/11 DEVANGARA
04579245 | DLMS-Genus | 065 | TCPIP_DLMS | GSM | Feeder | 5169 | 202 | 11KV JAGALPUR | 154080 | 33/11 KV SHIVANKHED
MSE75687 | Secure | 055 | TCPIP_Secure | GSM | Feeder | 5169 | 201 | 11KV Wadwal | 154038 | 33/11 KV WADWAL
MSE75689 | Secure | 055 | TCPIP_Secure | GSM | Feeder | 5169 | 201 | 11KV Sugaon | 154090 | 33 KV SUBSTATION SUGAON
MSE75743 | Secure | 055 | TCPIP_Secure | GSM | Feeder | 5169 | 203 | 11KV Ashta | 154090 | 33 KV SUBSTATION SUGAON
MSE75512 | Secure | 055 | TCPIP_Secure | GSM | Feeder | 5169 | 202 | 11KV Devangra | 154090 | 33 KV SUBSTATION SUGAON
MSE75690 | Secure | 055 | TCPIP_Secure | GSM | Feeder | 5169 | 203 | 11KV Gharola | 154038 | 33/11 KV WADWAL
X0400096 | DLMS-Secure | 055 | TCPIP_DLMS | GSM | Feeder | 5169 | 201 | 11KV Chakur | 154019 | 33/11 KV CHAKUR S/S
X1304679 | DLMS-Secure | 055 | TCPIP_DLMS | GSM | Feeder | 5169 | 203 | 11KV GHARNI FEEDER | 154143 | 33/11KV GHARNI SUB-STATION
X1304680 | DLMS-Secure | 055 | TCPIP_DLMS | GSM | Feeder | 5169 | 201 | 11KV BANSAWARGON | 154143 | 33/11KV GHARNI SUB-STATION
X1304715 | DLMS-Secure | 055 | TCPIP_DLMS | GSM | Feeder | 5169 | 202 | 11KV MOHADAL FEEDER | 154143 | 33/11KV GHARNI SUB-STATION
X1093691 | DLMS-Secure | 055 | TCPIP_DLMS | GSM | Feeder | 5169 | 203 | 11KV BOTHI AG | 154019 | 33/11 KV CHAKUR S/S
X1093707 | DLMS-Secure | 055 | TCPIP_DLMS | GSM | Feeder | 5169 | 201 | 11KV Ganjur | 154080 | 33/11 KV SHIVANKHED
04579271 | DLMS-Genus | 065 | TCPIP_DLMS | GSM | Feeder | 5169 | 208 | 11KV CHAKUR AG | 154019 | 33/11 KV CHAKUR S/S
X1606302 | DLMS-Secure | 055 | TCPIP_DLMS | GSM | Feeder | 5169 | 204 | 11KV GANGAMAI EXPRESS GHARANI | 154143 | 33/11KV GHARNI SUB-STATION
04579259 | DLMS-Genus | 065 | TCPIP_DLMS | GSM | Feeder | 5169 | 205 | 11KV BOTHI EXPRESS | 154019 | 33/11 KV CHAKUR S/S
X1093695 | DLMS-Secure | 055 | TCPIP_DLMS | GSM | Feeder | 5169 | 203 | 11KV NANDGAON | 154080 | 33/11 KV SHIVANKHED
X1093579 | DLMS-Secure | 055 | TCPIP_DLMS | GSM | Feeder | 5169 | 206 | 11KV SARANWADI FEEDER | 154019 | 33/11 KV CHAKUR S/S
09137737 | LnT | 053 | TCPIP_LnT_9600 | GSM | Feeder | 5193 | 203 | 11 KV MAHALANGI | 154011 | 33KV ZARI S/N
XG437152 | DLMS-Secure | 055 | TCPIP_DLMS | GSM | Feeder | 5169 | 204 | 11KV SHIVANKHED | 154080 | 33/11 KV SHIVANKHED
XF470601 | DLMS-Secure | 055 | TCPIP_DLMS | GSM | Feeder | 5169 | 205 | 11KV SHIVANI | 154080 | 33/11 KV SHIVANKHED
XG437150 | DLMS-Secure | 055 | TCPIP_DLMS | GSM | Feeder | 5169 | 206 | 11KV KAVTHALI | 154080 | 33/11 KV SHIVANKHED
18206035 | DLMS-LnT | 053 | TCPIP_DLMS | GSM | Feeder | 5169 | 203 | 11KV MAHURWADI | 154096 | 33KV UJALAMB S/N
17271581 | DLMS-LnT | 053 | TCPIP_DLMS | GSM | Feeder | 5169 | 202 | 11KV Ganjur | 154097 | 33 KV ASHTA S/S
17271588 | DLMS-LnT | 053 | TCPIP_DLMS | GSM | Feeder | 5169 | 205 | 11KV NALEGAON | 154006 | 33 KV SUBSTATION NALEGAON
17271587 | DLMS-LnT | 053 | TCPIP_DLMS | GSM | Feeder | 5169 | 202 | 11KV SUGAON | 154006 | 33 KV SUBSTATION NALEGAON
17271585 | DLMS-LnT | 053 | TCPIP_DLMS | GSM | Feeder | 5169 | 204 | 11KV LOHARA | 154006 | 33 KV SUBSTATION NALEGAON
17271582 | DLMS-LnT | 053 | TCPIP_DLMS | GSM | Feeder | 5169 | 203 | 11KV Ashta | 154097 | 33 KV ASHTA S/S
18206034 | DLMS-LnT | 053 | TCPIP_DLMS | GSM | Feeder | 5169 | 202 | 11KV KABANSANGVI | 154096 | 33KV UJALAMB S/N
17271586 | DLMS-LnT | 053 | TCPIP_DLMS | GSM | Feeder | 5169 | 208 | 11 KV AJANSONDA KD FEEDER | 154006 | 33 KV SUBSTATION NALEGAON
18206033 | DLMS-LnT | 053 | TCPIP_DLMS | GSM | Feeder | 5169 | 201 | 11KV UJALAMB | 154096 | 33KV UJALAMB S/N
17271580 | DLMS-LnT | 053 | TCPIP_DLMS | GSM | Feeder | 5169 | 201 | 11KV Mahalangra | 154097 | 33 KV ASHTA S/S
17271584 | DLMS-LnT | 053 | TCPIP_DLMS | GSM | Feeder | 5169 | 203 | 11KV CHAKUR | 154006 | 33 KV SUBSTATION NALEGAON
04579235 | DLMS-Genus | 065 | TCPIP_DLMS | GSM | Feeder | 5169 | 207 | 11 KV GILDA | 154006 | 33 KV SUBSTATION NALEGAON
X1093298 | DLMS-Secure | 055 | TCPIP_DLMS | GSM | Feeder | 5169 | 207 | 11KV KALKOTI GAOTHAN | 154019 | 33/11 KV CHAKUR S/S
14089182 | LnT | 053 | TCPIP_LnT_9600 | GSM | Feeder | 5169 | 201 | 11 KV LIMBALWADI | 154117 | 33/11 DEVANGARA
MSE75514 | Secure | 055 | TCPIP_Secure | GSM | Feeder | 5169 | 202 | 11KV Janwal | 154038 | 33/11 KV WADWAL
05038495 | DLMS-HPL | 076 | TCPIP_DLMS | GSM | Feeder | 5169 | 206 | 11KV Atola | 154006 | 33 KV SUBSTATION NALEGAON
14089151 | LnT | 053 | TCPIP_LnT_9600 | GSM | Feeder | 5169 | 202 | 11 KV DEVANGARA | 154117 | 33/11 DEVANGARA
MSB02659 | Secure | 055 | TCPIP_Secure | GSM | Feeder | 4822 | 202 | 11 KV TOGRI FEDER | 154098 | 33/11 KV SUB STATION TOGRI
00571142 | DLMS-HPL | 076 | TCPIP_DLMS | GSM | Feeder | 4822 | 208 | 11KV MANKARI SOLAR | 154010 | 33/11 KV S/S DEVANI
X0402339 | DLMS-Secure | 055 | TCPIP_DLMS | GSM | Feeder | 4822 | 204 | 11KV DEVANI | 154010 | 33/11 KV S/S DEVANI
X0051151 | DLMS-Secure | 055 | TCPIP_DLMS | GSM | Feeder | 4822 | 203 | 11KV LASONA FEEDER | 154123 | 33 /11 KV LASONA SUBSTATION
X0051133 | DLMS-Secure | 055 | TCPIP_DLMS | GSM | Feeder | 4822 | 201 | 11 KV GURNAL FEEDER | 154123 | 33 /11 KV LASONA SUBSTATION
18206036 | DLMS-LnT | 053 | TCPIP_DLMS | GSM | Feeder | 4822 | 206 | AMBEGAON | 154010 | 33/11 KV S/S DEVANI
X0402340 | DLMS-Secure | 055 | TCPIP_DLMS | GSM | Feeder | 4822 | 205 | 11KV BORUL | 154010 | 33/11 KV S/S DEVANI
X0402338 | DLMS-Secure | 055 | TCPIP_DLMS | GSM | Feeder | 4822 | 203 | 11KV WALANDI | 154010 | 33/11 KV S/S DEVANI
XF470606 | DLMS-Secure | 055 | TCPIP_DLMS | GSM | Feeder | 4822 | 206 | 11 KV DHANEGAO FEEDER | 154023 | 33/11 KV S/S WALANDI
MSB02694 | Secure | 055 | TCPIP_Secure | GSM | Feeder | 4822 | 201 | 11 KV MOGHA FEEDER | 154098 | 33/11 KV SUB STATION TOGRI
09137741 | LnT | 053 | TCPIP_LnT_9600 | GSM | Feeder | 4822 | 204 | 11KV TAKLI AG 2 FEEDER | 154023 | 33/11 KV S/S WALANDI
14089176 | LnT | 053 | TCPIP_LnT_9600 | GSM | Feeder | 4822 | 202 | 11KV PANDHARPUR GAOTHAN | 154122 | 33/11 KV S/S NAGRAL
14089171 | LnT | 053 | TCPIP_LnT_9600 | GSM | Feeder | 4822 | 203 | 11KV NAGRAL AG | 154122 | 33/11 KV S/S NAGRAL
MSE75745 | Secure | 055 | TCPIP_Secure | GSM | Feeder | 4822 | 202 | 11KV BALAJIWADI | 154023 | 33/11 KV S/S WALANDI
X0402949 | DLMS-Secure | 055 | TCPIP_DLMS | GSM | Feeder | 4822 | 201 | 11KV NAGRAL GAOTHAN | 154122 | 33/11 KV S/S NAGRAL
XB457496 | DLMS-Secure | 055 | TCPIP_DLMS | GSM | Feeder | 4822 | 202 | 11KV VIJAYNAGER FEEDER | 154123 | 33 /11 KV LASONA SUBSTATION
MSE75741 | Secure | 055 | TCPIP_Secure | GSM | Feeder | 4822 | 201 | 11KV WALANDI | 154023 | 33/11 KV S/S WALANDI
MSB02672 | Secure | 055 | TCPIP_Secure | GSM | Feeder | 4822 | 203 | 11 KV WAGDRI | 154098 | 33/11 KV SUB STATION TOGRI
MSE75742 | Secure | 055 | TCPIP_Secure | GSM | Feeder | 4822 | 203 | 11KV TAKLI AG 1 FEEDER | 154023 | 33/11 KV S/S WALANDI
X0444730 | DLMS-Secure | 055 | TCPIP_DLMS | GSM | Feeder | 4822 | 205 | 11 KV TAKLI GAONTHAN FEEDER | 154023 | 33/11 KV S/S WALANDI
X0402337 | DLMS-Secure | 055 | TCPIP_DLMS | GSM | Feeder | 4822 | 202 | 11KV LASONA | 154010 | 33/11 KV S/S DEVANI
MSE75863 | Secure | 055 | TCPIP_Secure | GSM | Feeder | 5194 | 203 | walsangi | 154082 | 33/11 KV HADOLTI SUBSTATION
08189705 | LnT | 053 | TCPIP_LNT | GSM | Feeder | 5194 | 201 | 11KV WANJARWADA FEEDER | 154015 | 33/11 KV WANJARWADA SUBSTATION
X0400094 | DLMS-Secure | 055 | TCPIP_DLMS | GSM | Feeder | 5194 | 203 | mali hipparga | 154037 | 33/11KV KOLNOOR SUBSTATION
X0400091 | DLMS-Secure | 055 | TCPIP_DLMS | GSM | Feeder | 5194 | 201 | 11 KV ATNOOR | 154025 | 33 KV NALGIR
X0402366 | DLMS-Secure | 055 | TCPIP_DLMS | GSM | Feeder | 5194 | 202 | 11 KV PIMPRI FEEDER | 154025 | 33 KV NALGIR
X0400088 | DLMS-Secure | 055 | TCPIP_DLMS | GSM | Feeder | 5194 | 202 | 11 kv CHINCHOLI FEEDER | 154103 | 33 KV S/S GUTTI
X0400087 | DLMS-Secure | 055 | TCPIP_DLMS | GSM | Feeder | 5194 | 201 | 11 KV GUTTI | 154103 | 33 KV S/S GUTTI
X0400089 | DLMS-Secure | 055 | TCPIP_DLMS | GSM | Feeder | 5194 | 203 | 11 KV SULLALI | 154103 | 33 KV S/S GUTTI
X0400090 | DLMS-Secure | 055 | TCPIP_DLMS | GSM | Feeder | 5194 | 203 | 11 KV Nalgir | 154025 | 33 KV NALGIR
X0400092 | DLMS-Secure | 055 | TCPIP_DLMS | GSM | Feeder | 5194 | 202 | 11 KV SONWALA FEEDER | 154037 | 33/11KV KOLNOOR SUBSTATION
X1841536 | DLMS-Secure | 055 | TCPIP_DLMS | GSM | Feeder | 5194 | 205 | 11 KV JALKOT W/W EXPRESS | 154037 | 33/11KV KOLNOOR SUBSTATION
XE489797 | DLMS-Secure | 055 | TCPIP_DLMS | GSM | Feeder | 5194 | 204 | 11 KV NALGIR AG | 154025 | 33 KV NALGIR
X2027748 | DLMS-Secure | 055 | TCPIP_DLMS | GSM | Feeder | 5194 | 207 | 11KV TIRUKA | 154037 | 33/11KV KOLNOOR SUBSTATION
X2027736 | DLMS-Secure | 055 | TCPIP_DLMS | GSM | Feeder | 5194 | 203 | 11KV DHAMANGAON | 154015 | 33/11 KV WANJARWADA SUBSTATION
X2027737 | DLMS-Secure | 055 | TCPIP_DLMS | GSM | Feeder | 5194 | 204 | 11KV CHERA | 154015 | 33/11 KV WANJARWADA SUBSTATION
X2027742 | DLMS-Secure | 055 | TCPIP_DLMS | GSM | Feeder | 5194 | 205 | 11KV HOKARNA AG | 154015 | 33/11 KV WANJARWADA SUBSTATION
X1093708 | DLMS-Secure | 055 | TCPIP_DLMS | GSM | Feeder | 5194 | 202 | 11 KV CHANDEGAON FEEDER | 154134 | 33/11 KV NAGALGAON S/SN
X2027746 | DLMS-Secure | 055 | TCPIP_DLMS | GSM | Feeder | 5194 | 206 | 11KV DONGARKUNALI | 154037 | 33/11KV KOLNOOR SUBSTATION
XD448515 | DLMS-Secure | 055 | TCPIP_DLMS | GSM | Feeder | 5194 | 401 | 33 KV MALHIPPARGA | 154037 | 33/11KV KOLNOOR SUBSTATION
08189517 | LnT | 053 | TCPIP_LNT | GSM | Feeder | 5194 | 203 | 11 KV RAVANKOLA FEEDER | 154088 | 33/11KV JALKOT SUBSTATION
00309351 | DLMS-HPL | 076 | TCPIP_DLMS | GSM | Feeder | 5194 | 203 | 11 KV AWALKONDA FEEDER | 154134 | 33/11 KV NAGALGAON S/SN
00567185 | DLMS-HPL | 076 | TCPIP_DLMS | GSM | Feeder | 5194 | 201 | 11 KV NAGALGAON FEEDER | 154134 | 33/11 KV NAGALGAON S/SN
MSE75865 | Secure | 055 | TCPIP_Secure | GSM | Feeder | 5194 | 201 | hadolti | 154082 | 33/11 KV HADOLTI SUBSTATION
MSE75864 | Secure | 055 | TCPIP_Secure | GSM | Feeder | 5194 | 202 | jagalpur | 154082 | 33/11 KV HADOLTI SUBSTATION
08026932 | DLMS-Genus | 065 | TCPIP_DLMS | GSM | Feeder | 5194 | 202 | 11 KV HADOLTI FEEDER | 154015 | 33/11 KV WANJARWADA SUBSTATION
16002839 | LnT | 053 | TCPIP_LnT_9600 | GSM | Feeder | 5194 | 205 | 11KV UMARGA RETU | 154082 | 33/11 KV HADOLTI SUBSTATION
16002867 | LnT | 053 | TCPIP_LnT_9600 | GSM | Feeder | 5194 | 204 | 11KV HAWERGA FEEDER | 154082 | 33/11 KV HADOLTI SUBSTATION
X0400093 | DLMS-Secure | 055 | TCPIP_DLMS | GSM | Feeder | 5194 | 201 | 11 KV KOLNUR FEEDER | 154037 | 33/11KV KOLNOOR SUBSTATION
MSE75807 | Secure | 055 | TCPIP_Secure | GSM | Feeder | 5193 | 202 | 11 KV SHIRUR FEEDER | 154020 | 33/11KV SHIRUR TAJBAND SUBSTATION
07429588 | LnT | 053 | TCPIP_LNT | GSM | Feeder | 5193 | 202 | 11KV Jadhala | 154011 | 33KV ZARI S/N
MSE75809 | Secure | 055 | TCPIP_Secure | GSM | Feeder | 5193 | 201 | 11 KV TELGAON FEEDER | 154020 | 33/11KV SHIRUR TAJBAND SUBSTATION
MSE75788 | Secure | 055 | TCPIP_Secure | GSM | Feeder | 5194 | 201 | 11 KV JALKOT FEEDER | 154088 | 33/11KV JALKOT SUBSTATION
X1431414 | DLMS-Secure | 055 | TCPIP_DLMS | GSM | Feeder | 5193 | 210 | 11KV EXPRESS W/W FEEDER | 154020 | 33/11KV SHIRUR TAJBAND SUBSTATION
X1294760 | DLMS-Secure | 055 | TCPIP_DLMS | GSM | Feeder | 5193 | 208 | 11KV SOLAR FEEDER | 154020 | 33/11KV SHIRUR TAJBAND SUBSTATION
X1380757 | DLMS-Secure | 055 | TCPIP_DLMS | GSM | Feeder | 5193 | 209 | 11KV SOLAR FEEDER NO.2 | 154020 | 33/11KV SHIRUR TAJBAND SUBSTATION
X0402959 | DLMS-Secure | 055 | TCPIP_DLMS | GSM | Feeder | 5193 | 206 | 11 KV HANDARGULI WATER WORK | 154012 | 33/11KV HALI SUBSTATION
X0402958 | DLMS-Secure | 055 | TCPIP_DLMS | GSM | Feeder | 5193 | 205 | 11 KV MORTALWADI WATER WORKS | 154012 | 33/11KV HALI SUBSTATION
X1603013 | DLMS-Secure | 055 | TCPIP_DLMS | GSM | Feeder | 5193 | 206 | 11 KV WATER SUPPLY UDGIR NEW | 154079 | 33/11KV KUMTHA SUBSTATION
08026788 | DLMS-Genus | 065 | TCPIP_DLMS | GSM | Feeder | 5193 | 203 | 11KV NAIGAON | 154048 | 33/11kv chapoli
X2145561 | DLMS-Secure | 055 | TCPIP_DLMS | GSM | Feeder | 5193 | 201 | 11KV GUDSUR GAVTHAN | 154144 | 33/11KV GUDSUR SUBSTATION
X2145560 | DLMS-Secure | 055 | TCPIP_DLMS | GSM | Feeder | 5193 | 202 | 11KV GUDSUR AG | 154144 | 33/11KV GUDSUR SUBSTATION
X2145563 | DLMS-Secure | 055 | TCPIP_DLMS | GSM | Feeder | 5193 | 203 | 11KV DONGERSHELKI AG | 154144 | 33/11KV GUDSUR SUBSTATION
X1093421 | DLMS-Secure | 055 | TCPIP_DLMS | GSM | Feeder | 5193 | 202 | 11 KV KHANDSARI FEEDER | 154012 | 33/11KV HALI SUBSTATION
08026929 | DLMS-Genus | 065 | TCPIP_DLMS | GSM | Feeder | 5193 | 202 | 11 KV CHIMACHI WADI FEEDER | 154079 | 33/11KV KUMTHA SUBSTATION
08026931 | DLMS-Genus | 065 | TCPIP_DLMS | GSM | Feeder | 5193 | 201 | 11 KV KUMTHA FEEDER | 154079 | 33/11KV KUMTHA SUBSTATION
08026930 | DLMS-Genus | 065 | TCPIP_DLMS | GSM | Feeder | 5193 | 203 | 11 KV SHIVANKHED FEEDER | 154079 | 33/11KV KUMTHA SUBSTATION
08189709 | LnT | 053 | TCPIP_LNT | GSM | Feeder | 5193 | 201 | 11KV CHAPOLI | 154048 | 33/11kv chapoli
07429470 | LnT | 053 | TCPIP_LNT | GSM | Feeder | 5193 | 203 | 11 KV JAYBACHI WADI FEEDER | 154089 | 33/11KV DONGRAJ SUBSTATION
MSE75806 | Secure | 055 | TCPIP_Secure | GSM | Feeder | 5193 | 203 | 11 KV BELUR FEEDER | 154020 | 33/11KV SHIRUR TAJBAND SUBSTATION
07429535 | LnT | 053 | TCPIP_LNT | GSM | Feeder | 5193 | 201 | 11KV CHAPOLI | 154011 | 33KV ZARI S/N
MSE75861 | Secure | 055 | TCPIP_Secure | GSM | Feeder | 5194 | 202 | 11 KV KUNKI FEEDER | 154088 | 33/11KV JALKOT SUBSTATION
X0402960 | DLMS-Secure | 055 | TCPIP_DLMS | GSM | Feeder | 5193 | 204 | 11 KV SHIRUR EXPRESS | 154020 | 33/11KV SHIRUR TAJBAND SUBSTATION
X1093197 | DLMS-Secure | 055 | TCPIP_DLMS | GSM | Feeder | 5193 | 203 | 11 KV WADHWANA FEEDER | 154012 | 33/11KV HALI SUBSTATION
X1093255 | DLMS-Secure | 055 | TCPIP_DLMS | GSM | Feeder | 5193 | 204 | 11 KV SHELGAON FEEDER | 154012 | 33/11KV HALI SUBSTATION
X1093393 | DLMS-Secure | 055 | TCPIP_DLMS | GSM | Feeder | 5193 | 204 | 11KV BSF | 154048 | 33/11kv chapoli
X1093228 | DLMS-Secure | 055 | TCPIP_DLMS | GSM | Feeder | 5193 | 201 | 11 KV MORTALWADI FEEDER | 154012 | 33/11KV HALI SUBSTATION
00467255 | DLMS-HPL | 076 | TCPIP_DLMS | GSM | Feeder | 5193 | 207 | 11 KV COLLAGE | 154020 | 33/11KV SHIRUR TAJBAND SUBSTATION
X1082357 | DLMS-Secure | 055 | TCPIP_DLMS | GSM | Feeder | 5193 | 202 | 11KV AJANSONDA | 154048 | 33/11kv chapoli
16011601 | LnT | 053 | TCPIP_LnT_9600 | GSM | Feeder | 5193 | 206 | 11KV MAKANI | 154020 | 33/11KV SHIRUR TAJBAND SUBSTATION
16011653 | LnT | 053 | TCPIP_LnT_9600 | GSM | Feeder | 5193 | 205 | AMBEGAON FEEDER | 154020 | 33/11KV SHIRUR TAJBAND SUBSTATION
07429469 | LnT | 053 | TCPIP_LNT | GSM | Feeder | 5193 | 202 | 11 KV SANDOL FEEDER | 154089 | 33/11KV DONGRAJ SUBSTATION
MSE75628 | Secure | 055 | TCPIP_Secure | GSM | Feeder | 4742 | 202 | 11 KV NAGARPALIKA(NALGIR) | 154042 | 33/11 KV UDGIR
MSE75629 | Secure | 055 | TCPIP_Secure | GSM | Feeder | 4742 | 201 | 11 KV TOWN | 154042 | 33/11 KV UDGIR
MSU11148 | Secure | 055 | TCPIP_Secure | CDMA | Feeder | 4742 | 202 | 11KV PIMPRI NAKA | 154100 | 33/11 KV MAHADA
09137747 | LnT | 053 | TCPIP_LnT_9600 | CDMA | Feeder | 4742 | 206 | 11 KV LONI SPARE1 | 154053 | 33/11 KV LONI
09137682 | LnT | 053 | TCPIP_LnT_9600 | GSM | Feeder | 4742 | 205 | 11KV MIDC | 154053 | 33/11 KV LONI
00571157 | DLMS-HPL | 076 | TCPIP_DLMS | GSM | Feeder | 4742 | 209 | 11KV GANESH AND ASK GREEN ENERGY | 154053 | 33/11 KV LONI
09137774 | LnT | 053 | TCPIP_LnT_9600 | GSM | Feeder | 4742 | 205 | 11 KV VETERNARY COLLEGE | 154100 | 33/11 KV MAHADA
09137699 | LnT | 053 | TCPIP_LnT_9600 | GSM | Feeder | 4742 | 204 | 11 KV MAHADA | 154100 | 33/11 KV MAHADA
MSU11070 | Secure | 055 | TCPIP_Secure | GSM | Feeder | 4742 | 203 | 11KV NAGALGAON | 154100 | 33/11 KV MAHADA
X0402948 | DLMS-Secure | 055 | TCPIP_DLMS | GSM | Feeder | 4742 | 201 | 11KV BODHAN NAGAR | 154100 | 33/11 KV MAHADA
X1603087 | DLMS-Secure | 055 | TCPIP_DLMS | GSM | Feeder | 4742 | 205 | 11KV ST COLONY FEEDER | 154042 | 33/11 KV UDGIR
13376726 | DLMS-LnT | 053 | TCPIP_DLMS | GSM | Feeder | 4742 | 201 | 11 KV Bus Stand | 157003 | 132 KV UDGIR
13376703 | DLMS-LnT | 053 | TCPIP_DLMS | GSM | Feeder | 4742 | 204 | 11 KV WATER WORKS | 157003 | 132 KV UDGIR
13062893 | LnT | 053 | TCPIP_LnT_9600 | GSM | Feeder | 4742 | 207 | 11KV EXPRESS RUDRANI HEALTHCARE | 154100 | 33/11 KV MAHADA
14017388 | LnT | 053 | TCPIP_LnT_9600 | GSM | Feeder | 4742 | 208 | VAISHALI AGRO EXPRESS FEEDER | 154053 | 33/11 KV LONI
09137722 | LnT | 053 | TCPIP_LnT_9600 | GSM | Feeder | 4742 | 207 | 11 KV HAKNAKWADI | 154053 | 33/11 KV LONI
09137685 | LnT | 053 | TCPIP_LnT_9600 | GSM | Feeder | 4742 | 206 | 11 KV SHIVAJI CHOWK | 154100 | 33/11 KV MAHADA
MSE75511 | Secure | 055 | TCPIP_Secure | GSM | Feeder | 4742 | 202 | 11 KV TALWES | 154053 | 33/11 KV LONI
13376702 | DLMS-LnT | 053 | TCPIP_DLMS | GSM | Feeder | 4742 | 202 | 11 KV RAILWAY STATION | 157003 | 132 KV UDGIR
12023366 | LnT | 053 | TCPIP_LnT_9600 | GSM | Feeder | 4742 | 204 | 11KV AMBEDKAR CHOWK | 154042 | 33/11 KV UDGIR
08189742 | LnT | 053 | TCPIP_LNT | GSM | Feeder | 4742 | 204 | 11 KV KSHTRAPHAL GAOTHAN | 154053 | 33/11 KV LONI
MSE75627 | Secure | 055 | TCPIP_Secure | GSM | Feeder | 4742 | 203 | 11 KV TELEPHONE EXPRESS | 154042 | 33/11 KV UDGIR
MSE75790 | Secure | 055 | TCPIP_Secure | GSM | Feeder | 4742 | 203 | 11 KV KSHTRAPHAL AG | 154053 | 33/11 KV LONI
MSE75786 | Secure | 055 | TCPIP_Secure | GSM | Feeder | 4742 | 201 | 11 KV SUGER FACTORY | 154053 | 33/11 KV LONI
X1602994 | DLMS-Secure | 055 | TCPIP_DLMS | GSM | Feeder | 5142 | 205 | 11KV SACHIN INTERNATIONAL FEEDER | 154031 | 33 / 11 KV KARADKHEL
08189567 | LnT | 053 | TCPIP_LNT | GSM | Feeder | 5142 | 203 | 11 KV KARWANDI | 154087 | 33/11 KV S. OMARGA
17271589 | DLMS-LnT | 053 | TCPIP_DLMS | GSM | Feeder | 5142 | 201 | 11 KV L0HARA FEEDER | 154085 | 33 KV LOHARA S/S
X0400822 | DLMS-Secure | 055 | TCPIP_DLMS | GSM | Feeder | 5142 | 201 | 11 KV WADHWANA GFSS FEEDER | 154044 | 33/11 KV WADHAWANA BK. SUBSTATION
X0402952 | DLMS-Secure | 055 | TCPIP_DLMS | GSM | Feeder | 5142 | 201 | 11 KV DEVARJAN (AG) | 154039 | 33 / 11 KV DEVARJAN
X0402951 | DLMS-Secure | 055 | TCPIP_DLMS | GSM | Feeder | 5142 | 203 | 11 KV GURDHAL (AG) | 154039 | 33 / 11 KV DEVARJAN
X0402950 | DLMS-Secure | 055 | TCPIP_DLMS | GSM | Feeder | 5142 | 207 | 11 KV ARASNAL AG | 154039 | 33 / 11 KV DEVARJAN
X1093709 | DLMS-Secure | 055 | TCPIP_DLMS | GSM | Feeder | 5142 | 206 | 11 KV HT CONSUMER FEEDER | 154044 | 33/11 KV WADHAWANA BK. SUBSTATION
09137720 | LnT | 053 | TCPIP_LnT_9600 | GSM | Feeder | 5142 | 202 | 11 KV SHEKAPUR (AG) | 154039 | 33 / 11 KV DEVARJAN
03002841 | Genus | 065 | TCPIP_Genus | GSM | Feeder | 5142 | 204 | 11 KV SHEKAPUR GAOTHAN | 154039 | 33 / 11 KV DEVARJAN
08189568 | LnT | 053 | TCPIP_LNT | GSM | Feeder | 5142 | 201 | 11 KV KARADKHEL | 154031 | 33 / 11 KV KARADKHEL
08189710 | LnT | 053 | TCPIP_LNT | GSM | Feeder | 5142 | 202 | 11 KV S.OMARGA | 154087 | 33/11 KV S. OMARGA
08189566 | LnT | 053 | TCPIP_LNT | GSM | Feeder | 5142 | 201 | 11 KV DEVTALA FEEDER | 154087 | 33/11 KV S. OMARGA
08189704 | LnT | 053 | TCPIP_LNT | GSM | Feeder | 5142 | 202 | 11 KV HER | 154031 | 33 / 11 KV KARADKHEL
07410890 | LnT | 053 | TCPIP_LNT | GSM | Feeder | 5142 | 204 | 11 KV WADHWANA WW EXPRESS FEEDER | 154044 | 33/11 KV WADHAWANA BK. SUBSTATION
08189703 | LnT | 053 | TCPIP_LNT | GSM | Feeder | 5142 | 203 | 11 KV DIGRESS | 154031 | 33 / 11 KV KARADKHEL
X0400823 | DLMS-Secure | 055 | TCPIP_DLMS | GSM | Feeder | 5142 | 202 | 11 KV EKURKA FEEDER | 154044 | 33/11 KV WADHAWANA BK. SUBSTATION
X1093653 | DLMS-Secure | 055 | TCPIP_DLMS | GSM | Feeder | 5142 | 208 | 11KV EKURKA GFSS | 154044 | 33/11 KV WADHAWANA BK. SUBSTATION
04579344 | DLMS-Genus | 065 | TCPIP_DLMS | GSM | Feeder | 5142 | 202 | 11 KV BHAKASKHEDA FEEDER | 154085 | 33 KV LOHARA S/S
XC482325 | DLMS-Secure | 055 | TCPIP_DLMS | GSM | Feeder | 5142 | 207 | 11KV BELSANGVI AG | 154044 | 33/11 KV WADHAWANA BK. SUBSTATION
18206032 | DLMS-LnT | 053 | TCPIP_DLMS | GSM | Feeder | 5142 | 203 | 11 KV KUMTHA FEEDER | 154085 | 33 KV LOHARA S/S
X2027738 | DLMS-Secure | 055 | TCPIP_DLMS | GSM | Feeder | 5142 | 205 | 11KV JANAPUR MIX | 154145 | 33/11KV KAULKHES S/S
X2027734 | DLMS-Secure | 055 | TCPIP_DLMS | GSM | Feeder | 5142 | 206 | 11KV KAULKHED MIX | 154145 | 33/11KV KAULKHES S/S
X0400821 | DLMS-Secure | 055 | TCPIP_DLMS | GSM | Feeder | 5142 | 203 | 11 KV GUDSUR AG FEEDER | 154044 | 33/11 KV WADHAWANA BK. SUBSTATION
16058471 | DLMS-LnT | 053 | TCPIP_DLMS | GSM | Feeder | 5142 | 202 | 11 KV HANGARGA GAOTHAN FEEDER | 154135 | 33/11 KV KUMTHA S/SN
X0400824 | DLMS-Secure | 055 | TCPIP_DLMS | GSM | Feeder | 5142 | 205 | 11 KV SUKNI FEEDER | 154044 | 33/11 KV WADHAWANA BK. SUBSTATION
17084660 | LnT | 053 | TCPIP_LnT_9600 | GSM | Feeder | 5142 | 201 | 11 KV NAGOBACHIWADI FEEDER | 154135 | 33/11 KV KUMTHA S/SN
X0086982 | DLMS-Secure | 055 | TCPIP_DLMS | GSM | Feeder | 4798 | 203 | 11 KV SHIRAD GAOTHAN | 324036 | 33 KV SHIRAD SHAHAPUR
05038735 | DLMS-HPL | 076 | TCPIP_DLMS | GSM | Feeder | 4798 | 205 | 11 KV ASOLA | 324088 | 33 KV JAWALA BZ
18109286 | DLMS-LnT | 053 | TCPIP_DLMS | GSM | Feeder | 4798 | 201 | 11 KV JAWALA GAOTHAN | 324088 | 33 KV JAWALA BZ
05038766 | DLMS-HPL | 076 | TCPIP_DLMS | GSM | Feeder | 4798 | 201 | 11 KV METHA AG | 324091 | 33 KV METHA
18206281 | DLMS-LnT | 053 | TCPIP_DLMS | GSM | Feeder | 4798 | 207 | 11 KV SUKHMANI EXPRESS | 324036 | 33 KV SHIRAD SHAHAPUR
X0086983 | DLMS-Secure | 055 | TCPIP_DLMS | GSM | Feeder | 4798 | 203 | 11 KV BORJA GAOTHAN | 324079 | 33 KV BORJA
08026979 | DLMS-Genus | 065 | TCPIP_DLMS | GSM | Feeder | 4798 | 202 | 11 KV SUREGAON AG | 324013 | 33 KV AUNDHA NAGNATH
08026973 | DLMS-Genus | 065 | TCPIP_DLMS | GSM | Feeder | 4798 | 206 | 11 KV GOLEGAON GAOTHAN | 324013 | 33 KV AUNDHA NAGNATH
X1284415 | DLMS-Secure | 055 | TCPIP_DLMS | GSM | Feeder | 4798 | 209 | 11 KV UMRA AG NEW | 324036 | 33 KV SHIRAD SHAHAPUR
05038752 | DLMS-HPL | 076 | TCPIP_DLMS | GSM | Feeder | 4798 | 201 | 11 KV DHEGAJ AG | 324064 | 33 KV SIDHESHWAR
05038767 | DLMS-HPL | 076 | TCPIP_DLMS | GSM | Feeder | 4798 | 202 | 11 KV PIMPALDARI | 324069 | 33 KV TEMBURDARA
MSU10784 | Secure | 055 | TCPIP_Secure | GSM | Feeder | 4798 | 202 | 11 KV UMARA GAOTHAN | 324036 | 33 KV SHIRAD SHAHAPUR
14033705 | LnT | 053 | TCPIP_LnT_9600 | GSM | Feeder | 4798 | 206 | 11 KV LAHOTI EXPRESS | 324088 | 33 KV JAWALA BZ
X0402592 | DLMS-Secure | 055 | NON_AMR_MODEM | GSM | Feeder | 4798 | 206 | 11 KV LOHGAON GAOTHAN | 324064 | 33 KV SIDHESHWAR
18206270 | DLMS-LnT | 053 | NON_AMR_MODEM | GSM | Feeder | 4798 | 204 | 11 KV KANJARA AG | 324069 | 33 KV TEMBURDARA
X0087230 | DLMS-Secure | 055 | TCPIP_DLMS | GSM | Feeder | 4798 | 204 | 11 KV SENDURSENA AG | 324036 | 33 KV SHIRAD SHAHAPUR
X0087234 | DLMS-Secure | 055 | TCPIP_DLMS | GSM | Feeder | 4798 | 206 | 11 KV LOHARA AG | 324036 | 33 KV SHIRAD SHAHAPUR
X0400754 | DLMS-Secure | 055 | TCPIP_DLMS | GSM | Feeder | 4798 | 203 | 11 KV GOLEGAON AG | 324013 | 33 KV AUNDHA NAGNATH
X0400750 | DLMS-Secure | 055 | TCPIP_DLMS | GSM | Feeder | 4798 | 205 | 11 KV YEHELGAON GAOTHAN | 324013 | 33 KV AUNDHA NAGNATH
17271602 | DLMS-LnT | 053 | TCPIP_DLMS | GSM | Feeder | 4798 | 201 | 11 KV UNDEGAON | 324055 | 33 KV RAMESHWAR
18206291 | DLMS-LnT | 053 | TCPIP_DLMS | GSM | Feeder | 4798 | 202 | 11 KV BORJA AG | 324079 | 33 KV BORJA
XC458774 | DLMS-Secure | 055 | TCPIP_DLMS | GSM | Feeder | 4798 | 202 | 11 KV JODPIMPRI | 324104 | 33 KV RUPUR TANDA ..
17271601 | DLMS-LnT | 053 | TCPIP_DLMS | GSM | Feeder | 4798 | 203 | 11 KV PERJABAD | 324082 | 33 KV SALNA
XC458781 | DLMS-Secure | 055 | TCPIP_DLMS | GSM | Feeder | 4798 | 203 | 11 KV W/W EXPRESS | 324104 | 33 KV RUPUR TANDA ..
XC458782 | DLMS-Secure | 055 | TCPIP_DLMS | GSM | Feeder | 4798 | 201 | 11 KV RUPUR | 324104 | 33 KV RUPUR TANDA ..
X0087254 | DLMS-Secure | 055 | TCPIP_DLMS | GSM | Feeder | 4798 | 205 | 11 KV UMARA AG | 324036 | 33 KV SHIRAD SHAHAPUR
MSU10790 | Secure | 055 | TCPIP_Secure | GSM | Feeder | 4798 | 201 | 11 KV PANGRA GAOTHAN | 324036 | 33 KV SHIRAD SHAHAPUR
X0400751 | DLMS-Secure | 055 | TCPIP_DLMS | GSM | Feeder | 4798 | 207 | 11 KV WATERWORKS EXPRESS | 324013 | 33 KV AUNDHA NAGNATH
X0400753 | DLMS-Secure | 055 | TCPIP_DLMS | GSM | Feeder | 4798 | 201 | 11 KV AUNDHA GAOTHAN | 324013 | 33 KV AUNDHA NAGNATH
X0400752 | DLMS-Secure | 055 | TCPIP_DLMS | GSM | Feeder | 4798 | 204 | 11 KV DAREGAON AG | 324013 | 33 KV AUNDHA NAGNATH
18206255 | DLMS-LnT | 053 | TCPIP_DLMS | GSM | Feeder | 4798 | 203 | 11 KV HIVARKHEDA | 324055 | 33 KV RAMESHWAR
18206292 | DLMS-LnT | 053 | TCPIP_DLMS | GSM | Feeder | 4798 | 201 | 11 KV YEHELGAON AG | 324079 | 33 KV BORJA
17271600 | DLMS-LnT | 053 | TCPIP_DLMS | GSM | Feeder | 4798 | 202 | 11 KV GOJEGAON | 324082 | 33 KV SALNA
17271599 | DLMS-LnT | 053 | TCPIP_DLMS | GSM | Feeder | 4798 | 203 | 11 KV PERJABAD | 324082 | 33 KV SALNA
18206254 | DLMS-LnT | 053 | TCPIP_DLMS | GSM | Feeder | 4798 | 204 | 11 KV RAMESHWAR | 324055 | 33 KV RAMESHWAR
X1359785 | DLMS-Secure | 055 | TCPIP_DLMS | GSM | Feeder | 4798 | 209 | 11 KV SOLAR GENRATION FEEDER AUNDHA (N) | 324013 | 33 KV AUNDHA NAGNATH
X1444507 | DLMS-Secure | 055 | TCPIP_DLMS | GSM | Feeder | 4798 | 206 | 11 KV DEVKRUPA STONE CRUSHER EXPRESS | 324082 | 33 KV SALNA
05038737 | DLMS-HPL | 076 | TCPIP_DLMS | GSM | Feeder | 4798 | 202 | 11 KV NALEGAON | 324088 | 33 KV JAWALA BZ
05162806 | HPL | 076 | TCPIP_HSPL | GSM | Feeder | 4798 | 201 | 11 KV JAMGAVHAN AG | 324069 | 33 KV TEMBURDARA
05162808 | HPL | 076 | TCPIP_HSPL | GSM | Feeder | 4798 | 203 | 11 KV JAMGAVHAN GAOTHAN | 324069 | 33 KV TEMBURDARA
05162825 | HPL | 076 | TCPIP_HSPL | GSM | Feeder | 4798 | 205 | 11 KV SIDHESHWAR GAOTHAN | 324064 | 33 KV SIDHESHWAR
XF471058 | DLMS-Secure | 055 | TCPIP_DLMS | GSM | Feeder | 4798 | 205 | JAGDAMBA STONE CRUSHER EXPRESS | 324082 | 33 KV SALNA
X0402603 | DLMS-Secure | 055 | TCPIP_DLMS | GSM | Feeder | 2364 | 205 | 11 KV RUKHI FEEDER | 324028 | 33 KV SATEPHAL
05038769 | HPL | 076 | TCPIP_HSPL | GSM | Feeder | 2364 | 201 | 11 KV GIRGOAN GAOTHAN | 324029 | 33 KV GIRGOAN
18206287 | DLMS-LnT | 053 | TCPIP_DLMS | GSM | Feeder | 2364 | 203 | 11 KV BABHULGAON AG | 324087 | 33 KV WAKHARI
X0087214 | DLMS-Secure | 055 | TCPIP_DLMS | GSM | Feeder | 2364 | 203 | 11 KV BHENDEGAON | 324090 | 33 KV BORALA
05038765 | DLMS-HPL | 076 | TCPIP_DLMS | GSM | Feeder | 2364 | 202 | 11 KV MONDHA | 324010 | 33 KV BASMAT (KARKHANA ROAD)
05038748 | DLMS-HPL | 076 | TCPIP_DLMS | GSM | Feeder | 2364 | 205 | 11 KV SATEPHAL GAOTHAN | 324014 | 33 KV HATTA
18058362 | DLMS-LnT | 053 | TCPIP_DLMS | GSM | Feeder | 2364 | 204 | PARLI AG | 324078 | 33 kV BORI SAWANT
05162855 | DLMS-HPL | 076 | TCPIP_DLMS | GSM | Feeder | 2364 | 202 | 11 KV BORALA AG | 324065 | 33 KV MALWATA
05038764 | DLMS-HPL | 076 | TCPIP_DLMS | GSM | Feeder | 2364 | 203 | 11 KV PARDI AG | 324029 | 33 KV GIRGOAN
XB477498 | DLMS-Secure | 055 | TCPIP_DLMS | GSM | Feeder | 2364 | 208 | KAUTHA GAOTHAN | 324065 | 33 KV MALWATA
XB477493 | DLMS-Secure | 055 | TCPIP_DLMS | GSM | Feeder | 2364 | 207 | ASEGAON GAOTHAN | 324065 | 33 KV MALWATA
05038763 | DLMS-HPL | 076 | TCPIP_DLMS | GSM | Feeder | 2364 | 209 | TEMBHURNI GAOTHAN | 324028 | 33 KV SATEPHAL
X1246850 | DLMS-Secure | 055 | TCPIP_DLMS | GSM | Feeder | 2364 | 208 | 11 KVATI PANGRA | 324066 | 33 KV JNV
X1284476 | DLMS-Secure | 055 | TCPIP_DLMS | GSM | Feeder | 2364 | 206 | 11 KV MHATARGAON AG | 324090 | 33 KV BORALA
07427875 | LnT | 053 | TCPIP_LNT | GSM | Feeder | 2364 | 206 | 11 KV WATER WORKS | 324010 | 33 KV BASMAT (KARKHANA ROAD)
12560759 | DLMS-LnT | 053 | TCPIP_DLMS | GSM | Feeder | 2364 | 206 | 11 KV HATTA GAOTHAN | 324014 | 33 KV HATTA
X0400794 | DLMS-Secure | 055 | TCPIP_DLMS | GSM | Feeder | 2364 | 204 | 11 KV AMBA AG | 324017 | 33 KV KURUNDA
13043144 | LnT | 053 | TCPIP_LnT_9600 | GSM | Feeder | 2364 | 201 | MAHATMA FULE UDYOG SANSTHA EXPRESS | 324093 | 33 KV KAUTHA ROAD
X0087220 | DLMS-Secure | 055 | TCPIP_DLMS | GSM | Feeder | 2364 | 203 | 11 KV KAUTHA | 324010 | 33 KV BASMAT (KARKHANA ROAD)
MSB62038 | Secure | 055 | TCPIP_Secure | GSM | Feeder | 2364 | 202 | 11 K NAHAD GAOTHAN | 324094 | 33 KV NAHAD
GOA11949 | Secure | 055 | TCPIP_Secure | GSM | Feeder | 2364 | 201 | 11 KV NAHAD AG | 324094 | 33 KV NAHAD
X0402598 | DLMS-Secure | 055 | TCPIP_DLMS | GSM | Feeder | 2364 | 201 | 11 KV SHINDGI AG | 324050 | 33 KV WAPTI
X0402599 | DLMS-Secure | 055 | TCPIP_DLMS | GSM | Feeder | 2364 | 204 | 11 KV SHINDGI GAOTHAN | 324050 | 33 KV WAPTI
XC481848 | DLMS-Secure | 055 | TCPIP_DLMS | GSM | Feeder | 2364 | 201 | 11 KV PARDI KHURD | 324127 | 33 KV PARDI KHURD
XC481847 | DLMS-Secure | 055 | TCPIP_DLMS | GSM | Feeder | 2364 | 202 | KOTHARI | 324127 | 33 KV PARDI KHURD
XC481846 | DLMS-Secure | 055 | TCPIP_DLMS | GSM | Feeder | 2364 | 203 | NEHARU NAGAR | 324127 | 33 KV PARDI KHURD
18058332 | DLMS-LnT | 053 | NON_AMR_MODEM | GSM | Feeder | 2364 | 204 | HYATNAGAR GAOTHAN | 324086 | 33 KV HAYATNAGAR
18206285 | DLMS-LnT | 053 | TCPIP_DLMS | GSM | Feeder | 2364 | 202 | 11 KV WAKHARI AG | 324087 | 33 KV WAKHARI
X0087246 | DLMS-Secure | 055 | TCPIP_DLMS | GSM | Feeder | 2364 | 201 | 11 KV HATTA AG | 324014 | 33 KV HATTA
X0087253 | DLMS-Secure | 055 | TCPIP_DLMS | GSM | Feeder | 2364 | 204 | 11 KV EKRUKHA | 324028 | 33 KV SATEPHAL
X0087239 | DLMS-Secure | 055 | TCPIP_DLMS | GSM | Feeder | 2364 | 201 | 11 KV HAYATNAGAR (SAT) | 324028 | 33 KV SATEPHAL
X0087212 | DLMS-Secure | 055 | TCPIP_DLMS | GSM | Feeder | 2364 | 202 | 11 KV TEMBHURNI AG | 324028 | 33 KV SATEPHAL
X0087213 | DLMS-Secure | 055 | TCPIP_DLMS | GSM | Feeder | 2364 | 201 | 11 KV KHANDEGOAN | 324073 | 33 KV KHANDEGOAN
X0087249 | DLMS-Secure | 055 | TCPIP_DLMS | GSM | Feeder | 2364 | 203 | 11 KV SATEPHAL AG | 324014 | 33 KV HATTA
X0087244 | DLMS-Secure | 055 | TCPIP_DLMS | GSM | Feeder | 2364 | 202 | 11 KV GIRGAON AG | 324029 | 33 KV GIRGOAN
X0087247 | DLMS-Secure | 055 | TCPIP_DLMS | GSM | Feeder | 2364 | 204 | 11 KV ADGAON AG | 324014 | 33 KV HATTA
X0400792 | DLMS-Secure | 055 | TCPIP_DLMS | GSM | Feeder | 2364 | 206 | 11 KV SOMTHANA AG | 324017 | 33 KV KURUNDA
X0400793 | DLMS-Secure | 055 | TCPIP_DLMS | GSM | Feeder | 2364 | 203 | 11 KV KURUNDA GAOTHAN | 324017 | 33 KV KURUNDA
X0400791 | DLMS-Secure | 055 | TCPIP_DLMS | GSM | Feeder | 2364 | 208 | 11 KV COLLEGE | 324014 | 33 KV HATTA
18206272 | DLMS-LnT | 053 | TCPIP_DLMS | GSM | Feeder | 2364 | 201 | 11 KV PARDI GAOTHAN | 324075 | 33 KV PARDI BAGAL
18206273 | DLMS-LnT | 053 | TCPIP_DLMS | GSM | Feeder | 2364 | 203 | 11 KV SOMTHANA | 324075 | 33 KV PARDI BAGAL
18206252 | DLMS-LnT | 053 | TCPIP_DLMS | GSM | Feeder | 2364 | 203 | 11 KV RENKAPUR | 324086 | 33 KV HAYATNAGAR
18206288 | DLMS-LnT | 053 | TCPIP_DLMS | GSM | Feeder | 2364 | 202 | 11 KV HAYATNAGAR | 324086 | 33 KV HAYATNAGAR
18206257 | DLMS-LnT | 053 | TCPIP_DLMS | GSM | Feeder | 2364 | 201 | 11 KV KARANJALA | 324078 | 33 kV BORI SAWANT
18206259 | DLMS-LnT | 053 | TCPIP_DLMS | GSM | Feeder | 2364 | 202 | 11 KV DAREPHAL AG | 324078 | 33 kV BORI SAWANT
18206258 | DLMS-LnT | 053 | TCPIP_DLMS | GSM | Feeder | 2364 | 203 | BORI SAWANT GAOTHAN | 324078 | 33 kV BORI SAWANT
18206269 | DLMS-LnT | 053 | TCPIP_DLMS | GSM | Feeder | 2364 | 201 | 11 KV AMBA | 324092 | 33 KV WAI CHOUNDI
18206286 | DLMS-LnT | 053 | TCPIP_DLMS | GSM | Feeder | 2364 | 201 | 11 KV BABHULGAON GAOTHAN | 324087 | 33 KV WAKHARI
18206271 | DLMS-LnT | 053 | TCPIP_DLMS | GSM | Feeder | 2364 | 202 | 11 KV PARDI BAGAL AG | 324075 | 33 KV PARDI BAGAL
XC458787 | DLMS-Secure | 055 | TCPIP_DLMS | GSM | Feeder | 2364 | 201 | JAWALA AG | 324128 | 33 KV PALSHI
XC458790 | DLMS-Secure | 055 | TCPIP_DLMS | GSM | Feeder | 2364 | 203 | BHOGAV AG | 324128 | 33 KV PALSHI
XC458789 | DLMS-Secure | 055 | TCPIP_DLMS | GSM | Feeder | 2364 | 202 | PALASHI GAOTHAN | 324128 | 33 KV PALSHI
13376921 | DLMS-LnT | 053 | TCPIP_DLMS | GSM | Feeder | 2364 | 201 | 11 KV BASMAT TOWN | 324010 | 33 KV BASMAT (KARKHANA ROAD)
18206284 | DLMS-LnT | 053 | TCPIP_DLMS | GSM | Feeder | 2364 | 201 | 11 KV MALWATA AG | 324065 | 33 KV MALWATA
X0402587 | DLMS-Secure | 055 | TCPIP_DLMS | GSM | Feeder | 2364 | 203 | 11 KV THORWA | 324066 | 33 KV JNV
18206268 | DLMS-LnT | 053 | TCPIP_DLMS | GSM | Feeder | 2364 | 203 | 11 KV MARSOOL | 324092 | 33 KV WAI CHOUNDI
05038733 | DLMS-HPL | 076 | TCPIP_DLMS | GSM | Feeder | 2364 | 202 | 11 KV WAI | 324092 | 33 KV WAI CHOUNDI
MSU10645 | Secure | 055 | TCPIP_Secure | GSM | Feeder | 2364 | 202 | 11 KV RAHATI | 324014 | 33 KV HATTA
X0087250 | DLMS-Secure | 055 | TCPIP_DLMS | GSM | Feeder | 2364 | 204 | 11 KV AKOLI | 324066 | 33 KV JNV
12484365 | LnT | 053 | TCPIP_LnT_9600 | GSM | Feeder | 2364 | 204 | 11 KV MOHGAON FEEDER | 324093 | 33 KV KAUTHA ROAD
15003610 | LnT | 053 | TCPIP_LnT_9600 | GSM | Feeder | 2364 | 201 | THIS11 KV GUNDA AG | 324103 | 33 KV GUNDA
15007698 | LnT | 053 | TCPIP_LnT_9600 | GSM | Feeder | 2364 | 202 | 11 KV KARANJI AG | 324103 | 33 KV GUNDA
XB477496 | DLMS-Secure | 055 | TCPIP_DLMS | GSM | Feeder | 2364 | 206 | 11 KV MIDC II | 324065 | 33 KV MALWATA
18206265 | DLMS-LnT | 053 | TCPIP_DLMS | GSM | Feeder | 2364 | 203 | 11 KV PALASGOAN AG | 324065 | 33 KV MALWATA
18206289 | DLMS-LnT | 053 | TCPIP_DLMS | GSM | Feeder | 2364 | 206 | 11 KV RANJONA | 324073 | 33 KV KHANDEGOAN
18206290 | DLMS-LnT | 053 | TCPIP_DLMS | GSM | Feeder | 2364 | 202 | 11 KV SUTGIRNI | 324073 | 33 KV KHANDEGOAN
X0402597 | DLMS-Secure | 055 | TCPIP_DLMS | GSM | Feeder | 2364 | 203 | 11 KV PANGRA GAOTHAN | 324050 | 33 KV WAPTI
00382315 | DLMS-HPL | 076 | TCPIP_DLMS | GSM | Feeder | 2381 | 204 | 11KV SRP FEEDER | 324071 | 33 KV KHATKALI
18206278 | DLMS-LnT | 053 | TCPIP_DLMS | GSM | Feeder | 2381 | 202 | 11KV GHOTA AG | 324035 | 33 KV NARSI(N)
XG458625 | DLMS-Secure | 055 | TCPIP_DLMS | GSM | Feeder | 2381 | 207 | 11KV SOLAR GENE ADGAON | 324021 | 33 KV ADGAON
05038753 | DLMS-HPL | 076 | TCPIP_DLMS | GSM | Feeder | 2381 | 205 | 11 KV SARKALI AG | 324035 | 33 KV NARSI(N)
05038759 | DLMS-HPL | 076 | TCPIP_DLMS | GSM | Feeder | 2381 | 204 | 11 KV GHOTA GAOTHAN | 324035 | 33 KV NARSI(N)
05038757 | DLMS-HPL | 076 | TCPIP_DLMS | GSM | Feeder | 2381 | 201 | 11KV PAHENI AG | 324035 | 33 KV NARSI(N)
05038754 | DLMS-HPL | 076 | TCPIP_DLMS | GSM | Feeder | 2381 | 202 | 11 KV BHOSHI AG | 324084 | 33 KV LOHGAON
18000544 | DLMS-LnT | 053 | TCPIP_DLMS | GSM | Feeder | 2381 | 204 | 11KV BUSSTAND NEW | 324031 | 33 KV KHAKIBABA
05038727 | DLMS-HPL | 076 | TCPIP_DLMS | GSM | Feeder | 2381 | 201 | 11 KV MARKET FEEDER | 324031 | 33 KV KHAKIBABA
X0087221 | DLMS-Secure | 055 | TCPIP_DLMS | GSM | Feeder | 2381 | 201 | 11 KV SIRSAM BK AG | 324067 | 33 KV PEDGAON
MSU10704 | DLMS-Secure | 055 | TCPIP_DLMS | GSM | Feeder | 2381 | 206 | 11 KV YELI AG | 324067 | 33 KV PEDGAON
05038732 | DLMS-HPL | 076 | TCPIP_DLMS | GSM | Feeder | 2381 | 207 | 11KV NAIK NAGAR FEEDER | 324071 | 33 KV KHATKALI
18012897 | DLMS-LnT | 053 | TCPIP_DLMS | GSM | Feeder | 2381 | 205 | 11KV SHIVAJI NAGAR | 324031 | 33 KV KHAKIBABA
MSU10682 | DLMS-Secure | 055 | TCPIP_DLMS | GSM | Feeder | 2381 | 206 | SANT NAMDEO FEEDER | 324035 | 33 KV NARSI(N)
05162826 | DLMS-HPL | 076 | TCPIP_DLMS | GSM | Feeder | 2381 | 203 | 11 KV LIMBI AG | 324067 | 33 KV PEDGAON
JKB14802 | DLMS-Secure | 055 | TCPIP_DLMS | GSM | Feeder | 2381 | 207 | 11 KV HINGANI AG | 324077 | 33 KV KHANAPUR CHITTA
JKB14797 | DLMS-Secure | 055 | TCPIP_DLMS | GSM | Feeder | 2381 | 202 | 11 KV SAMGA GAOTHAN | 324030 | 33 KV SAMGA
JKB14818 | DLMS-Secure | 055 | TCPIP_DLMS | GSM | Feeder | 2381 | 203 | 11 KV VASAI | 324030 | 33 KV SAMGA
XC458773 | DLMS-Secure | 055 | TCPIP_LnT_9600 | GSM | Feeder | 2381 | 201 | 11 KV KAYADHU | 324030 | 33 KV SAMGA
17270390 | DLMS-LnT | 053 | TCPIP_DLMS | GSM | Feeder | 2381 | 204 | 11 KV PIMPALKHUTA AG FDR | 324081 | 33 KV YASHWANT NAGAR HINGOLI
17270388 | DLMS-LnT | 053 | TCPIP_DLMS | GSM | Feeder | 2381 | 201 | 11 KV RISALA TOWN-2 | 324081 | 33 KV YASHWANT NAGAR HINGOLI
17270389 | DLMS-LnT | 053 | TCPIP_DLMS | GSM | Feeder | 2381 | 202 | 11 KV SMALL MIDC TOWN-1 | 324081 | 33 KV YASHWANT NAGAR HINGOLI
05038755 | DLMS-HPL | 076 | TCPIP_DLMS | GSM | Feeder | 2381 | 201 | 11 KV LOHGAON GAOTHAN | 324084 | 33 KV LOHGAON
X1439675 | DLMS-Secure | 055 | TCPIP_DLMS | GSM | Feeder | 2381 | 203 | 11KV KANADKHEDA BK FEEDER | 324130 | 33/11KV KANADKHEDA SUBSTATION
X1356350 | DLMS-Secure | 055 | TCPIP_DLMS | GSM | Feeder | 2381 | 201 | 11KV WADONA FEEDER | 324130 | 33/11KV KANADKHEDA SUBSTATION
X1356349 | DLMS-Secure | 055 | TCPIP_DLMS | GSM | Feeder | 2381 | 202 | 11KV KANERGAON NAKA FEEDER | 324130 | 33/11KV KANADKHEDA SUBSTATION
00309298 | DLMS-HPL | 076 | TCPIP_DLMS | GSM | Feeder | 2381 | 203 | 11KV KHOTHLAJ FEEDER | 324071 | 33 KV KHATKALI
00382316 | DLMS-HPL | 076 | TCPIP_DLMS | GSM | Feeder | 2381 | 206 | 11 KV BUS STAND FEEDER | 324071 | 33 KV KHATKALI
X0400790 | DLMS-Secure | 055 | NON_AMR_MODEM | GSM | Feeder | 2381 | 202 | 11KV DIGRAS AG | 324032 | 33 KV LIMBALA
17271596 | DLMS-LnT | 053 | NON_AMR_MODEM | GSM | Feeder | 2381 | 202 | 11 KV PANGARI AG | 324076 | 33 KV PANGRI
17271597 | DLMS-LnT | 053 | NON_AMR_MODEM | GSM | Feeder | 2381 | 203 | 11 KV JAMTHI AG | 324076 | 33 KV PANGRI
17271595 | DLMS-LnT | 053 | NON_AMR_MODEM | GSM | Feeder | 2381 | 201 | 11 KV NANDURA SINGLE PHASING | 324076 | 33 KV PANGRI
12628939 | DLMS-LnT | 053 | TCPIP_DLMS | GSM | Feeder | 2381 | 204 | 11 KV KHANAPUR GAOTHAN N | 324077 | 33 KV KHANAPUR CHITTA
MSU10657 | Secure | 055 | TCPIP_Secure | GSM | Feeder | 2381 | 204 | 11 KV PANGARI GAOTHAN | 324076 | 33 KV PANGRI
12629233 | DLMS-LnT | 053 | TCPIP_DLMS | GSM | Feeder | 2381 | 401 | 33 KV SHIVAPARVATI | 324032 | 33 KV LIMBALA
X0087209 | DLMS-Secure | 055 | TCPIP_DLMS | GSM | Feeder | 2381 | 204 | 11 KV SAWAD GAOTHAN | 324032 | 33 KV LIMBALA
X0087207 | DLMS-Secure | 055 | TCPIP_DLMS | GSM | Feeder | 2381 | 203 | 11KV MIDC | 324032 | 33 KV LIMBALA
18206277 | DLMS-LnT | 053 | TCPIP_DLMS | GSM | Feeder | 2381 | 203 | 11 KV PAHENI GAOTHAN | 324035 | 33 KV NARSI(N)
X0402593 | DLMS-Secure | 055 | TCPIP_DLMS | GSM | Feeder | 2381 | 202 | 11KV BANGAR NAGAR FEEDER | 324071 | 33 KV KHATKALI
X0402590 | DLMS-Secure | 055 | TCPIP_DLMS | GSM | Feeder | 2381 | 205 | 11 KV EXPRESS CIVIL HOSPITAL | 324071 | 33 KV KHATKALI
X0402605 | DLMS-Secure | 055 | TCPIP_DLMS | GSM | Feeder | 2381 | 205 | 11 KV DIGRAS GAOTHAN | 324032 | 33 KV LIMBALA
X0402601 | DLMS-Secure | 055 | TCPIP_DLMS | GSM | Feeder | 2381 | 203 | 11 KV LOHGAON AG | 324084 | 33 KV LOHGAON
12560772 | DLMS-LnT | 053 | TCPIP_DLMS | GSM | Feeder | 2381 | 201 | 11KV ADM.BLDG FEEDER | 324071 | 33 KV KHATKALI
12629234 | DLMS-LnT | 053 | TCPIP_DLMS | GSM | Feeder | 2381 | 203 | 11 KV PAROLA AG | 324081 | 33 KV YASHWANT NAGAR HINGOLI
15107753 | LnT | 053 | TCPIP_LnT_9600 | GSM | Feeder | 2381 | 202 | 11 KV BASAMBA AG | 324097 | 33 KV BASAMBA
15104189 | LnT | 053 | TCPIP_LnT_9600 | GSM | Feeder | 2381 | 201 | 11 KV BSAMABA GAOTHAN | 324097 | 33 KV BASAMBA
X0399620 | DLMS-Secure | 055 | TCPIP_DLMS | GSM | Feeder | 2381 | 401 | 33 KV SHIVAPARVATI | 324032 | 33 KV LIMBALA
X1657996 | DLMS-Secure | 055 | TCPIP_DLMS | GSM | Feeder | 2381 | 207 | 11 KV TOWN-4 BALSOND (HINGOLI R-1) | 324081 | 33 KV YASHWANT NAGAR HINGOLI
X1431444 | DLMS-Secure | 055 | TCPIP_DLMS | GSM | Feeder | 2381 | 204 | 11 KV KHANAPUR GAOTHAN N | 324077 | 33 KV KHANAPUR CHITTA
X1444496 | DLMS-Secure | 055 | TCPIP_DLMS | GSM | Feeder | 2381 | 205 | 11 KV GAOTHAN OLD | 324077 | 33 KV KHANAPUR CHITTA
X1284396 | DLMS-Secure | 055 | TCPIP_DLMS | GSM | Feeder | 2381 | 209 | 11 KV KANKA SINGLE PHASE | 324077 | 33 KV KHANAPUR CHITTA
05038777 | DLMS-HPL | 076 | TCPIP_DLMS | GSM | Feeder | 2399 | 201 | 11 KV MASOD | 324101 | 33 KV MASOD
05038776 | DLMS-HPL | 076 | TCPIP_DLMS | GSM | Feeder | 2399 | 202 | 11 KV KHARWAD | 324101 | 33 KV MASOD
X0087066 | DLMS-Secure | 055 | TCPIP_DLMS | GSM | Feeder | 2399 | 205 | 11KV EXPRESS GANESH STONE CRUSHER,CHORAMBA | 324085 | 33/11 KV DONGARKADA
05038749 | DLMS-HPL | 076 | TCPIP_DLMS | GSM | Feeder | 2399 | 201 | 11 KV WARANGA | 324015 | 33/11 KV WARANGA
05038741 | DLMS-HPL | 076 | TCPIP_DLMS | GSM | Feeder | 2399 | 203 | 11 KV BALAPUR | 324015 | 33/11 KV WARANGA
05038742 | DLMS-HPL | 076 | TCPIP_DLMS | GSM | Feeder | 2399 | 203 | 11 KV BHATEGAON AG | 324085 | 33/11 KV DONGARKADA
05038746 | DLMS-HPL | 076 | TCPIP_DLMS | GSM | Feeder | 2399 | 202 | 11 KV WARUD AG | 324085 | 33/11 KV DONGARKADA
05038747 | DLMS-HPL | 076 | TCPIP_DLMS | GSM | Feeder | 2399 | 207 | 11KV WARANGA GAOTHAN | 324015 | 33/11 KV WARANGA
X1359793 | DLMS-Secure | 055 | TCPIP_DLMS | GSM | Feeder | 2399 | 205 | 11 KV SOLAR GENRATION FEEDER | 324096 | 33 KV POTRA SUB-STATION
05038772 | DLMS-HPL | 076 | TCPIP_DLMS | GSM | Feeder | 2399 | 204 | 11 KV PIMPRI AG | 324041 | 33/11 KV AKHADA BALAPUR
05162827 | DLMS-HPL | 076 | TCPIP_DLMS | GSM | Feeder | 2399 | 202 | 11 KV DABHADI GAOTHAN | 324015 | 33/11 KV WARANGA
05038743 | DLMS-HPL | 076 | TCPIP_DLMS | GSM | Feeder | 2399 | 204 | 11 KV MAHALINGI RURAL | 324015 | 33/11 KV WARANGA
05038750 | DLMS-HPL | 076 | TCPIP_DLMS | GSM | Feeder | 2399 | 201 | 11 KV DONGARKADA GAOTHAN | 324085 | 33/11 KV DONGARKADA
X1356342 | DLMS-Secure | 055 | TCPIP_DLMS | GSM | Feeder | 2399 | 206 | 11KV NANDAPUR | 324095 | 33/11 KV SANDAS
X1356339 | DLMS-Secure | 055 | TCPIP_DLMS | GSM | Feeder | 2399 | 205 | 11KV PUYANA | 324095 | 33/11 KV SANDAS
13080142 | DLMS-LnT | 053 | TCPIP_DLMS | GSM | Feeder | 2399 | 201 | 11 KV SUKLI AG | 324053 | 33/11 KV SUKLI VEER
07427922 | LnT | 053 | TCPIP_LNT | GSM | Feeder | 2399 | 209 | 11 KV BALAPUR URBAN | 324041 | 33/11 KV AKHADA BALAPUR
MSB09706 | Secure | 055 | TCPIP_Secure | GSM | Feeder | 2399 | 203 | 11 KV KAMTHA AG SALVA | 324083 | 33/11 KV SALWA
07427921 | LnT | 053 | TCPIP_LNT | GSM | Feeder | 2399 | 203 | 11 KV RUDRAWADI AG | 324041 | 33/11 KV AKHADA BALAPUR
07427923 | LnT | 053 | TCPIP_LNT | GSM | Feeder | 2399 | 202 | 11 KV SHEWALA AG | 324041 | 33/11 KV AKHADA BALAPUR
18206280 | DLMS-LnT | 053 | TCPIP_DLMS | GSM | Feeder | 2399 | 204 | 11KV SUGAR FACTORY | 324085 | 33/11 KV DONGARKADA
X0402602 | DLMS-Secure | 055 | NON_AMR_MODEM | GSM | Feeder | 2399 | 205 | 11 KV KHANAPUR | 324018 | 33/11 KV KALAMNURI
XC481850 | DLMS-Secure | 055 | NON_AMR_MODEM | GSM | Feeder | 2399 | 206 | 11KV GANGAPUR AG | 324068 | 33/11 KV GAUL BAZAR
X0087255 | DLMS-Secure | 055 | TCPIP_DLMS | GSM | Feeder | 2399 | 204 | 11 KV MASOD | 324018 | 33/11 KV KALAMNURI
XC481852 | DLMS-Secure | 055 | TCPIP_DLMS | GSM | Feeder | 2399 | 205 | 11 KV SHIVANI GAOTHAN | 324068 | 33/11 KV GAUL BAZAR
18206263 | DLMS-LnT | 053 | TCPIP_DLMS | GSM | Feeder | 2399 | 202 | 11 KV SHIVANI AG | 324068 | 33/11 KV GAUL BAZAR
18206260 | DLMS-LnT | 053 | TCPIP_DLMS | GSM | Feeder | 2399 | 201 | 11 KV TOWN-1 | 324018 | 33/11 KV KALAMNURI
18206262 | DLMS-LnT | 053 | TCPIP_DLMS | GSM | Feeder | 2399 | 207 | 11 KV SODEGAON | 324018 | 33/11 KV KALAMNURI
XC458337 | DLMS-Secure | 055 | TCPIP_DLMS | GSM | Feeder | 2399 | 204 | 11 KV SSB EXPRESS FEEDER | 324083 | 33/11 KV SALWA
XC458780 | DLMS-Secure | 055 | TCPIP_DLMS | GSM | Feeder | 2399 | 207 | 11 KV MOTHA MAROTI | 324125 | 33/11 KV LAMANDEV SUBSTATION
XC458761 | DLMS-Secure | 055 | TCPIP_DLMS | GSM | Feeder | 2399 | 225 | 11 KV NEW BUSSTAND FEEDER | 324125 | 33/11 KV LAMANDEV SUBSTATION
XC458779 | DLMS-Secure | 055 | TCPIP_DLMS | GSM | Feeder | 2399 | 205 | 11 KV KADAPDEV | 324125 | 33/11 KV LAMANDEV SUBSTATION
X0087219 | DLMS-Secure | 055 | TCPIP_DLMS | GSM | Feeder | 2399 | 207 | 11 KV DANDEGAON AG | 324053 | 33/11 KV SUKLI VEER
X0087242 | DLMS-Secure | 055 | TCPIP_DLMS | GSM | Feeder | 2399 | 208 | 11 KV TOWN 3 EXPRESS | 324018 | 33/11 KV KALAMNURI
18206261 | DLMS-LnT | 053 | TCPIP_DLMS | GSM | Feeder | 2399 | 202 | 11 KV TOWN-2 | 324018 | 33/11 KV KALAMNURI
MSB09705 | Secure | 055 | TCPIP_Secure | GSM | Feeder | 2399 | 201 | 11 KV SALVA GAOTHAN | 324083 | 33/11 KV SALWA
15007712 | LnT | 053 | TCPIP_LnT_9600 | GSM | Feeder | 2399 | 207 | 11KV HIWARA AG | 324085 | 33/11 KV DONGARKADA
18206249 | DLMS-LnT | 053 | TCPIP_DLMS | GSM | Feeder | 2399 | 201 | 11 KV GAUL BZ AG | 324068 | 33/11 KV GAUL BAZAR
18206282 | DLMS-LnT | 053 | TCPIP_DLMS | GSM | Feeder | 2399 | 202 | 11 KV TELANGWADI AG | 324096 | 33 KV POTRA SUB-STATION
05162801 | DLMS-HPL | 076 | TCPIP_DLMS | GSM | Feeder | 2399 | 205 | 11KV DONGARKADA GAOTHAN | 324053 | 33/11 KV SUKLI VEER
05162828 | DLMS-HPL | 076 | TCPIP_DLMS | GSM | Feeder | 2399 | 207 | 11KV SHIUR KARKHANA EXPRESS | 324068 | 33/11 KV GAUL BAZAR
X0087251 | DLMS-Secure | 055 | TCPIP_DLMS | GSM | Feeder | 2399 | 203 | 11 KV WAKODI | 324018 | 33/11 KV KALAMNURI
X0087233 | DLMS-Secure | 055 | TCPIP_DLMS | GSM | Feeder | 4797 | 206 | 11 KV BRAMHAWADI AG | 324072 | 33 KV HATTA PATI
X1909522 | DLMS-Secure | 055 | TCPIP_DLMS | GSM | Feeder | 4797 | 214 | 11 KV KARNATAKA RESCO SOLAR BAY-I | 324020 | 33 KV GOREGAON
18109217 | DLMS-LnT | 053 | TCPIP_DLMS | GSM | Feeder | 4797 | 205 | 11 KV AJEGAON GAOTHAN | 324089 | 33 KV AJEGAON
05038771 | DLMS-HPL | 076 | TCPIP_DLMS | GSM | Feeder | 4797 | 201 | 11 KV MAKODI AG | 324016 | 33 KV SENGAON
05038779 | DLMS-HPL | 076 | TCPIP_DLMS | GSM | Feeder | 4797 | 202 | 11 KV KOLSA | 324016 | 33 KV SENGAON
X1359787 | DLMS-Secure | 055 | TCPIP_DLMS | GSM | Feeder | 4797 | 213 | 11 KV SOLAR GENRATION FEEDER GOREGAON | 324020 | 33 KV GOREGAON
20299605 | DLMS-LnT | 053 | TCPIP_DLMS | GSM | Feeder | 4797 | 206 | 11 KV SOLAR GEN JAWALA BK | 324109 | 33 KV JAWALA BK
15007738 | LnT | 053 | TCPIP_LnT_9600 | GSM | Feeder | 4797 | 211 | WAICHAL PIMPRI FEEDER | 324020 | 33 KV GOREGAON
X0087232 | Secure | 055 | TCPIP_Secure | GSM | Feeder | 4797 | 205 | 11 KV SENGAON TOWN | 324016 | 33 KV SENGAON
05038760 | HPL | 076 | TCPIP_HSPL | GSM | Feeder | 4797 | 203 | 11 KV SAKHARA AG | 324072 | 33 KV HATTA PATI
X0087204 | Secure | 055 | TCPIP_Secure | GSM | Feeder | 4797 | 201 | 11 KV HATTA AG | 324072 | 33 KV HATTA PATI
X0087231 | Secure | 055 | TCPIP_Secure | GSM | Feeder | 4797 | 202 | 11 KV HATTA GAOTHAN | 324072 | 33 KV HATTA PATI
XG437318 | DLMS-Secure | 055 | TCPIP_DLMS | GSM | Feeder | 4797 | 210 | 11KV YELDARI WATERWORKS | 324072 | 33 KV HATTA PATI
XG458623 | DLMS-Secure | 055 | TCPIP_DLMS | GSM | Feeder | 4797 | 207 | 11KV SOLAR GENE SENGAON | 324016 | 33 KV SENGAON
15086413 | LnT | 053 | TCPIP_LnT_9600 | GSM | Feeder | 4797 | 203 | 11 KV KAPADSINGI | 324100 | 33KV GHORDARI S/S
X0087235 | DLMS-Secure | 055 | TCPIP_DLMS | GSM | Feeder | 4797 | 208 | 11 KV ADOL AG | 324072 | 33 KV HATTA PATI
X0087224 | DLMS-Secure | 055 | TCPIP_DLMS | GSM | Feeder | 4797 | 207 | 11 KV MAKODI GAOTHAN | 324072 | 33 KV HATTA PATI
18206266 | DLMS-LnT | 053 | TCPIP_DLMS | GSM | Feeder | 4797 | 202 | 11 KV KADOLI AG | 324080 | 33 KV KADOLI
17271594 | DLMS-LnT | 053 | TCPIP_DLMS | GSM | Feeder | 4797 | 203 | 11 KV MAZOD AG | 324080 | 33 KV KADOLI
17271593 | DLMS-LnT | 053 | TCPIP_DLMS | GSM | Feeder | 4797 | 204 | 11 KV TAPOWAN AG | 324080 | 33 KV KADOLI
18206274 | DLMS-LnT | 053 | TCPIP_DLMS | GSM | Feeder | 4797 | 202 | 11 KV PUSEGAON AG | 324074 | 33 KV PUSEGAON
18206275 | DLMS-LnT | 053 | TCPIP_DLMS | GSM | Feeder | 4797 | 201 | 11 KV PARDI AG | 324074 | 33 KV PUSEGAON
XC458777 | DLMS-Secure | 055 | TCPIP_DLMS | GSM | Feeder | 4797 | 203 | 11 KV PALSHI | 324109 | 33 KV JAWALA BK
XC458766 | DLMS-Secure | 055 | TCPIP_DLMS | GSM | Feeder | 4797 | 201 | 11 KV DEOKARWADI | 324109 | 33 KV JAWALA BK
XC458784 | DLMS-Secure | 055 | TCPIP_DLMS | GSM | Feeder | 4797 | 202 | 11 KV WELTURA AG | 324108 | 33 KV JAIPUR
XC458764 | DLMS-Secure | 055 | TCPIP_DLMS | GSM | Feeder | 4797 | 202 | 11 KV JAWLA BK | 324109 | 33 KV JAWALA BK
XC458786 | DLMS-Secure | 055 | TCPIP_DLMS | GSM | Feeder | 4797 | 203 | 11 KV SINGI | 324108 | 33 KV JAIPUR
XC458788 | DLMS-Secure | 055 | TCPIP_DLMS | GSM | Feeder | 4797 | 201 | 11 KV JAIPUR GAOTHAN | 324108 | 33 KV JAIPUR
15086502 | LnT | 053 | TCPIP_LnT_9600 | GSM | Feeder | 4797 | 202 | 11 KV KELSULA AG | 324100 | 33KV GHORDARI S/S
15003594 | LnT | 053 | TCPIP_LnT_9600 | GSM | Feeder | 4797 | 207 | 11 KV HATALA AG | 324020 | 33 KV GOREGAON
MSB09729 | Secure | 055 | TCPIP_Secure | GSM | Feeder | 4797 | 203 | 11 KV RIDHORA | 324074 | 33 KV PUSEGAON
14046330 | LnT | 053 | TCPIP_LnT_9600 | GSM | Feeder | 4797 | 210 | SANT NAMDEO PETROLEUM + VISHAL STONE CRESHUR FEEDE | 324020 | 33 KV GOREGAON
17103009 | LnT | 053 | TCPIP_LnT_9600 | GSM | Feeder | 4797 | 206 | 11 KV JAMBRUN GAOTHAN | 324074 | 33 KV PUSEGAON
MSU10653 | Secure | 055 | TCPIP_Secure | GSM | Feeder | 4797 | 201 | 11 KV KADOLI GAOTHAN | 324080 | 33 KV KADOLI
05162832 | DLMS-HPL | 076 | TCPIP_DLMS | GSM | Feeder | 4797 | 204 | 11 KV WARUD | 324016 | 33 KV SENGAON
05162834 | DLMS-HPL | 076 | TCPIP_DLMS | GSM | Feeder | 4797 | 203 | 11 KV NARSI | 324016 | 33 KV SENGAON
X1909526 | DLMS-Secure | 055 | TCPIP_DLMS | GSM | Feeder | 4797 | 215 | 11 KV KARNATAKA RESCO SOLAR BAY-II | 324020 | 33 KV GOREGAON
X0087237 | DLMS-Secure | 055 | TCPIP_DLMS | GSM | Feeder | 4797 | 204 | 11 KV KENDRA AG | 324020 | 33 KV GOREGAON
14676386 | DLMS-LnT | 053 | TCPIP_DLMS | GSM | Feeder | 7412 | 204 | PALAJ GAONTHAN | 174047 | KINI
17103010 | LnT | 053 | TCPIP_LnT_9600 | GSM | Feeder | 7412 | 205 | 11 KV KHARBI GAOTHAN | 174116 | BHOSI
14033696 | LnT | 053 | TCPIP_LnT_9600 | GSM | Feeder | 7412 | 204 | NARWAT | 174011 | BHOKAR
17271537 | DLMS-LnT | 053 | TCPIP_DLMS | GSM | Feeder | 7412 | 202 | SHIRUR | 174090 | MOGHALI
17223691 | DLMS-LnT | 053 | TCPIP_DLMS | GSM | Feeder | 7412 | 201 | MOGHALI | 174090 | MOGHALI
18206064 | DLMS-LnT | 053 | TCPIP_DLMS | GSM | Feeder | 7412 | 203 | KAMANGAON | 174090 | MOGHALI
17271536 | DLMS-LnT | 053 | TCPIP_DLMS | GSM | Feeder | 7412 | 203 | CHITGIRI AG FEEDER | 174116 | BHOSI
17271528 | DLMS-LnT | 053 | TCPIP_DLMS | GSM | Feeder | 7412 | 202 | WAKAD AG FEEDER | 174116 | BHOSI
XB449539 | DLMS-Secure | 055 | TCPIP_DLMS | GSM | Feeder | 7412 | 202 | BENDRI | 174046 | MATUL
XG437267 | DLMS-Secure | 055 | TCPIP_DLMS | GSM | Feeder | 7412 | 204 | 11KV EXPRESS FEEDER | 174145 | PANDURNA SUB STATION 1
X2036357 | Secure | 055 | TCPIP_Secure | GSM | Feeder | 7412 | 201 | 11KV POMNALA | 174162 | 33/11KV NAGAPUR SUBSTATION
X2036355 | Secure | 055 | TCPIP_Secure | GSM | Feeder | 7412 | 203 | 11KV NAGAPUR | 174162 | 33/11KV NAGAPUR SUBSTATION
X2036356 | Secure | 055 | TCPIP_Secure | GSM | Feeder | 7412 | 202 | 11KV RAIKHOD | 174162 | 33/11KV NAGAPUR SUBSTATION
X2191829 | DLMS-Secure | 055 | TCPIP_DLMS | GSM | Feeder | 7412 | 204 | ATHARV STONE CRUSHER EXPRESS | 174162 | 33/11KV NAGAPUR SUBSTATION
X1705266 | DLMS-Secure | 055 | TCPIP_DLMS | GSM | Feeder | 7412 | 204 | 11KV THERBAN EXPRESS FEEDER | 174114 | SOMTHANA
GTL00469 | DLMS-Secure | 055 | TCPIP_DLMS | GSM | Feeder | 7412 | 201 | 11KV MENDKA | 174145 | PANDURNA SUB STATION 1
GTL52767 | DLMS-Secure | 055 | TCPIP_DLMS | GSM | Feeder | 7412 | 202 | 11KV PANDURNA | 174145 | PANDURNA SUB STATION 1
GTL00330 | DLMS-Secure | 055 | TCPIP_DLMS | GSM | Feeder | 7412 | 203 | 11KV GARGOTWADI | 174145 | PANDURNA SUB STATION 1
X0087012 | DLMS-Secure | 055 | TCPIP_DLMS | GSM | Feeder | 7412 | 201 | BHOSI AG FEEDER | 174116 | BHOSI
15003687 | LnT | 053 | TCPIP_LnT_9600 | GSM | Feeder | 7412 | 202 | SUDHA PRAKALP | 174114 | SOMTHANA
15003646 | LnT | 053 | TCPIP_LnT_9600 | GSM | Feeder | 7412 | 203 | DEWTHANA | 174114 | SOMTHANA
15007723 | LnT | 053 | TCPIP_LnT_9600 | GSM | Feeder | 7412 | 201 | SINGARWADI | 174114 | SOMTHANA
17103871 | LnT | 053 | TCPIP_LnT_9600 | GSM | Feeder | 7412 | 204 | 11 KV AMDARI GAOTHAN | 174116 | BHOSI
07429449 | LnT | 053 | TCPIP_LNT | GSM | Feeder | 7412 | 203 | SONARI | 174046 | MATUL
07429614 | LnT | 053 | TCPIP_LNT | GSM | Feeder | 7412 | 201 | BHOKAR TOWN I | 174011 | BHOKAR
X0402545 | DLMS-Secure | 055 | TCPIP_DLMS | GSM | Feeder | 7412 | 203 | BATALA | 174011 | BHOKAR
13062955 | LnT | 053 | TCPIP_LnT_9600 | GSM | Feeder | 7412 | 206 | EXP. FEEDER W/S BKR(SUDHA) | 174011 | BHOKAR
X0087003 | DLMS-Secure | 055 | TCPIP_DLMS | GSM | Feeder | 7439 | 201 | LYHARI | 174091 | LYHARI
X0087004 | DLMS-Secure | 055 | TCPIP_DLMS | GSM | Feeder | 7439 | 202 | DAGADWADI | 174091 | LYHARI
X0086891 | DLMS-Secure | 055 | TCPIP_DLMS | GSM | Feeder | 7439 | 203 | BELMANDAL | 174013 | HADGAON
X0086890 | DLMS-Secure | 055 | TCPIP_DLMS | GSM | Feeder | 7439 | 206 | KOTHALA WW EXP. | 174013 | HADGAON
X1779018 | DLMS-Secure | 055 | TCPIP_DLMS | GSM | Feeder | 7439 | 206 | 11KV HADSANI | 174091 | LYHARI
XC455096 | DLMS-Secure | 055 | TCPIP_DLMS | GSM | Feeder | 7439 | 203 | SHARADA EXP | 174036 | ASHTI
08189545 | LnT | 053 | TCPIP_LNT | GSM | Feeder | 7439 | 202 | PALSA | 174059 | BARADSHEWALA
08189544 | LnT | 053 | TCPIP_LNT | GSM | Feeder | 7439 | 203 | SIBDARA | 174059 | BARADSHEWALA
08189630 | LnT | 053 | TCPIP_LNT | GSM | Feeder | 7439 | 202 | TALEGAON | 174014 | TAMSA
07429351 | LnT | 053 | TCPIP_LNT | GSM | Feeder | 7439 | 202 | ASHTI | 174036 | ASHTI
07429353 | LnT | 053 | TCPIP_LNT | GSM | Feeder | 7439 | 204 | YEOLI | 174036 | ASHTI
08189693 | LnT | 053 | TCPIP_LNT | GSM | Feeder | 7439 | 201 | WAIPANA | 174014 | TAMSA
07429446 | LnT | 053 | TCPIP_LNT | GSM | Feeder | 7439 | 201 | TALNI AG | 174060 | TALNI
MSE87551 | Secure | 055 | TCPIP_Secure | GSM | Feeder | 7439 | 201 | LINGAPUR | 174036 | ASHTI
09543495 | LnT | 053 | TCPIP_LnT_9600 | GSM | Feeder | 7439 | 206 | PEWA GAOTHAN | 174032 | NIWGHA
15007734 | LnT | 053 | TCPIP_LnT_9600 | GSM | Feeder | 7439 | 202 | KOLI AG | 174119 | KOLI
14096186 | LnT | 053 | TCPIP_LnT_9600 | GSM | Feeder | 7439 | 203 | BHATEGAON AG | 174119 | KOLI
08189694 | LnT | 053 | TCPIP_LNT | GSM | Feeder | 7439 | 204 | JAMBHALA | 174014 | TAMSA
X1431422 | Secure | 055 | TCPIP_Secure | GSM | Feeder | 7439 | 204 | SUBHASH SUGAR EXPRESS | 174091 | LYHARI
00307701 | DLMS-HPL | 076 | TCPIP_DLMS | GSM | Feeder | 7439 | 203 | VARULA AG | 174032 | NIWGHA
MSE76279 | Secure | 055 | TCPIP_DLMS | GSM | Feeder | 7439 | 204 | GOPAL COTTON EXPRESS | 174059 | BARADSHEWALA
07429447 | LnT | 053 | TCPIP_LNT | GSM | Feeder | 7439 | 202 | SHIVOOR AG | 174060 | TALNI
10041473 | LnT | 053 | TCPIP_LnT_9600 | GSM | Feeder | 7439 | 202 | CHIKALA | 174107 | LOHA
X0086996 | DLMS-Secure | 055 | TCPIP_DLMS | GSM | Feeder | 7439 | 201 | MANATHA | 174094 | MANATHA
14096111 | LnT | 053 | TCPIP_LnT_9600 | GSM | Feeder | 7439 | 201 | KOLI GAOTHAN | 174119 | KOLI
09543494 | LnT | 053 | TCPIP_LnT_9600 | GSM | Feeder | 7439 | 205 | NIWGHA GAOTHAN | 174032 | NIWGHA
08017057 | LnT | 053 | TCPIP_LNT | GSM | Feeder | 7439 | 206 | NATRAJ EXP | 174014 | TAMSA
10036415 | LnT | 053 | TCPIP_LnT_9600 | GSM | Feeder | 7439 | 203 | WANWADI | 174107 | LOHA
15032609 | LnT | 053 | TCPIP_LnT_9600 | GSM | Feeder | 7439 | 205 | PIMPERKHED | 174059 | BARADSHEWALA
17223696 | DLMS-LnT | 053 | TCPIP_DLMS | GSM | Feeder | 7439 | 206 | RUDRANI EXP. | 174036 | ASHTI
00311102 | DLMS-HPL | 076 | TCPIP_DLMS | GSM | Feeder | 7439 | 205 | EXPRESS HARE KRISHNA | 174014 | TAMSA
04579209 | DLMS-Genus | 065 | TCPIP_Genus | GSM | Feeder | 7439 | 203 | MALZARA | 174094 | MANATHA
X0402556 | DLMS-Secure | 055 | TCPIP_DLMS | GSM | Feeder | 7439 | 202 | DHANORA AG | 174032 | NIWGHA
X0398507 | DLMS-Secure | 055 | TCPIP_DLMS | GSM | Feeder | 7439 | 204 | YELAMB AG | 174032 | NIWGHA
17223699 | DLMS-LnT | 053 | TCPIP_DLMS | GSM | Feeder | 7439 | 401 | 33KV RUDRANEE EXP | 174107 | LOHA
X1779019 | DLMS-Secure | 055 | TCPIP_DLMS | GSM | Feeder | 7439 | 207 | 11KV HARDAF | 174091 | LYHARI
X1779016 | DLMS-Secure | 055 | TCPIP_DLMS | GSM | Feeder | 7439 | 205 | 11KV UMARI | 174091 | LYHARI
08026952 | DLMS-Genus | 065 | TCPIP_DLMS | GSM | Feeder | 7439 | 203 | TAMSA TOWN | 174014 | TAMSA
X0086994 | DLMS-Secure | 055 | TCPIP_DLMS | GSM | Feeder | 7439 | 205 | KANDLI | 174036 | ASHTI
XB449551 | DLMS-Secure | 055 | TCPIP_DLMS | GSM | Feeder | 7439 | 201 | LOHA | 174107 | LOHA
08026954 | DLMS-Genus | 065 | TCPIP_DLMS | GSM | Feeder | 7439 | 203 | TALNI GAONTHAN | 174060 | TALNI
08026953 | DLMS-Genus | 065 | TCPIP_DLMS | GSM | Feeder | 7439 | 202 | VIRSANI | 174093 | JAWALGAON
X0086992 | DLMS-Secure | 055 | TCPIP_DLMS | GSM | Feeder | 7439 | 201 | JAWALGAON | 174093 | JAWALGAON
X0402537 | DLMS-Secure | 055 | TCPIP_DLMS | GSM | Feeder | 7439 | 203 | DORLI | 174091 | LYHARI
GTL52732 | DLMS-Secure | 055 | TCPIP_DLMS | GSM | Feeder | 7439 | 201 | 11 KV GHOGRI | 174135 | 33 KV GHOGRI SUB STATION
GTL00306 | DLMS-Secure | 055 | TCPIP_DLMS | GSM | Feeder | 7439 | 201 | RUI GAOTHAN | 174032 | NIWGHA
GTL00532 | DLMS-Secure | 055 | TCPIP_DLMS | GSM | Feeder | 7439 | 203 | 11 KV SHIVPURI | 174135 | 33 KV GHOGRI SUB STATION
GTL00102 | DLMS-Secure | 055 | TCPIP_DLMS | GSM | Feeder | 7439 | 202 | 11 KV PIMPALGAON | 174135 | 33 KV GHOGRI SUB STATION
GTL00292 | DLMS-Secure | 055 | TCPIP_DLMS | GSM | Feeder | 7439 | 202 | KEDARGUDA | 174094 | MANATHA
GTL00147 | DLMS-Secure | 055 | TCPIP_DLMS | GSM | Feeder | 7439 | 203 | KAMARI | 174093 | JAWALGAON
XB449540 | DLMS-Secure | 055 | TCPIP_DLMS | GSM | Feeder | 7439 | 201 | AMBALA | 174013 | HADGAON
X0086995 | DLMS-Secure | 055 | TCPIP_DLMS | GSM | Feeder | 7439 | 201 | BARADSHEWALA | 174059 | BARADSHEWALA
X0087001 | DLMS-Secure | 055 | TCPIP_DLMS | GSM | Feeder | 7439 | 204 | WATEGAON | 174013 | HADGAON
X0087002 | DLMS-Secure | 055 | TCPIP_DLMS | GSM | Feeder | 7439 | 207 | DAVAKHANA EXPRESS | 174013 | HADGAON
X0086993 | DLMS-Secure | 055 | TCPIP_DLMS | GSM | Feeder | 7439 | 204 | MATALA AG | 174060 | TALNI
X0086892 | DLMS-Secure | 055 | TCPIP_DLMS | GSM | Feeder | 7439 | 205 | KOTHALA | 174013 | HADGAON
X0087014 | DLMS-Secure | 055 | TCPIP_DLMS | GSM | Feeder | 4750 | 202 | TEMBHI AG FEEDER (ANDEGAON S/S) | 174112 | ANDEGAON
17271535 | DLMS-LnT | 053 | TCPIP_DLMS | GSM | Feeder | 4750 | 202 | SAWANA FEEDER | 174019 | HIMAYATNAGAR
17271533 | DLMS-LnT | 053 | TCPIP_DLMS | GSM | Feeder | 4750 | 205 | SIRANGINI FEEDER | 174019 | HIMAYATNAGAR
07429617 | LnT | 053 | TCPIP_LNT | GSM | Feeder | 4750 | 203 | GODJEWALI PURE AG FEEDER | 174063 | APPARAOPETH
07429350 | LnT | 053 | TCPIP_LNT | GSM | Feeder | 4750 | 202 | CHIKHALI PURE AG FEEDER | 174063 | APPARAOPETH
X0086893 | DLMS-Secure | 055 | TCPIP_DLMS | GSM | Feeder | 4750 | 203 | DAYAL DHANORA FEEDER | 174095 | SHIWANI
X0086894 | DLMS-Secure | 055 | TCPIP_DLMS | GSM | Feeder | 4750 | 201 | KANCHALI PURE AG FEEDER | 174095 | SHIWANI
15107766 | LnT | 053 | TCPIP_LnT_9600 | GSM | Feeder | 4750 | 203 | ISLAPUR MIX FEEDER | 174027 | ISLAPUR
GTL00535 | DLMS-Secure | 055 | TCPIP_DLMS | GSM | Feeder | 4750 | 201 | KOSMETH FEEDER | 174027 | ISLAPUR
15104214 | LnT | 053 | TCPIP_LnT_9600 | GSM | Feeder | 4750 | 203 | DOLHARI FEEDER | 174123 | PALASPUR
00567249 | DLMS-HPL | 076 | TCPIP_DLMS | GSM | Feeder | 4750 | 201 | JALDHARA PURE AG FEEDER | 174044 | JALDHARA
GTL00200 | DLMS-Secure | 055 | TCPIP_DLMS | GSM | Feeder | 4750 | 202 | NANDGAON FEEDER | 174044 | JALDHARA
00566179 | DLMS-HPL | 076 | TCPIP_DLMS | GSM | Feeder | 4750 | 206 | 11KV SOLAR INCOMER FEEDER HIMAYATNAGAR | 174019 | HIMAYATNAGAR
X1092868 | DLMS-Secure | 055 | TCPIP_DLMS | GSM | Feeder | 4750 | 202 | TEMBHI AG FEEDER(SARSAM S/S) | 174061 | SARSAM
X1092817 | DLMS-Secure | 055 | TCPIP_Secure | GSM | Feeder | 4750 | 204 | POTA AG FEEDER( SARSAM S/S) | 174061 | SARSAM
GTL00222 | DLMS-Secure | 055 | TCPIP_DLMS | GSM | Feeder | 4750 | 202 | SAHARTRAKUND FEEDER | 174027 | ISLAPUR
17271534 | DLMS-LnT | 053 | TCPIP_DLMS | GSM | Feeder | 4750 | 203 | MANGROOL FEEDER | 174019 | HIMAYATNAGAR
X0086882 | DLMS-Secure | 055 | TCPIP_DLMS | GSM | Feeder | 4750 | 201 | SARSAM AG FEEDER | 174061 | SARSAM
GTL52742 | DLMS-Secure | 055 | TCPIP_DLMS | GSM | Feeder | 4750 | 202 | WADGAON KH FEEDER | 174143 | POTA
GTL00342 | DLMS-Secure | 055 | TCPIP_DLMS | GSM | Feeder | 4750 | 202 | SHIWANI FEEDER | 174095 | SHIWANI
GTL00182 | DLMS-Secure | 055 | TCPIP_DLMS | GSM | Feeder | 4750 | 203 | DABDARI FEEDER | 174143 | POTA
GTL52781 | DLMS-Secure | 055 | TCPIP_DLMS | GSM | Feeder | 4750 | 101 | POTA GAOTHAN | 174143 | POTA
GTL52772 | DLMS-Secure | 055 | TCPIP_DLMS | GSM | Feeder | 4750 | 201 | APPARAOPETH GAOTHAN FEEDER | 174063 | APPARAOPETH
GTL52779 | DLMS-Secure | 055 | TCPIP_DLMS | GSM | Feeder | 4750 | 204 | POTA AG FEEDER (POTA S/S) | 174143 | POTA
X0087015 | DLMS-Secure | 055 | TCPIP_DLMS | GSM | Feeder | 4750 | 203 | PARDI FEEDER | 174112 | ANDEGAON
X0087009 | DLMS-Secure | 055 | TCPIP_DLMS | GSM | Feeder | 4750 | 201 | ANDEGAON PURE AG FEEDER | 174112 | ANDEGAON
X0401858 | DLMS-Secure | 055 | TCPIP_DLMS | GSM | Feeder | 7421 | 203 | 11KV PATODA AG | 174134 | 33 Kv Tinganwadi Substation
14033720 | LnT | 053 | TCPIP_LnT_9600 | GSM | Feeder | 7421 | 201 | 11 KV MANDVI | 174020 | 33 KV MANDVI
14036296 | LnT | 053 | TCPIP_LnT_9600 | GSM | Feeder | 7421 | 204 | 11KV MANDAVI RH FEEDER | 174020 | 33 KV MANDVI
18012920 | DLMS-LnT | 053 | TCPIP_DLMS | GSM | Feeder | 7421 | 201 | 11 KV BORGAO GAOTHAN | 174144 | 33 KV MALBORGAO SUBSTATION
XB449550 | DLMS-Secure | 055 | TCPIP_DLMS | GSM | Feeder | 7421 | 202 | 11 KV ANJI AG | 174144 | 33 KV MALBORGAO SUBSTATION
XE489684 | DLMS-Secure | 055 | TCPIP_DLMS | GSM | Feeder | 7421 | 205 | 11 KV JAWARALA FEEDER | 174020 | 33 KV MANDVI
X0086997 | DLMS-Secure | 055 | TCPIP_DLMS | GSM | Feeder | 7421 | 204 | CHIKHLI AG | 174071 | 33Kv Gokunda
X1092894 | DLMS-Secure | 055 | TCPIP_DLMS | GSM | Feeder | 7421 | 207 | 11KV SIRMITI GAOTHAN | 174092 | 33 KV T.V Center Substation
X1082453 | Secure | 055 | TCPIP_Secure | GSM | Feeder | 7421 | 201 | 11 KV BELLORI | 174092 | 33 KV T.V Center Substation
X1082425 | Secure | 055 | TCPIP_Secure | GSM | Feeder | 7421 | 203 | 11 KV GHOTI GAOTHAN | 174092 | 33 KV T.V Center Substation
X1092825 | Secure | 055 | TCPIP_Secure | GSM | Feeder | 7421 | 201 | 11 KV BODHADI | 174041 | 33Kv Bodhdi Substation
X1779021 | DLMS-Secure | 055 | TCPIP_DLMS | GSM | Feeder | 7421 | 201 | 11KV KANKI | 174161 | 33KV KANKI S/S
X1779022 | DLMS-Secure | 055 | TCPIP_DLMS | GSM | Feeder | 7421 | 202 | 11KV PIMPALGAON | 174161 | 33KV KANKI S/S
X1779020 | DLMS-Secure | 055 | TCPIP_DLMS | GSM | Feeder | 7421 | 203 | 11KV KOTHARI | 174161 | 33KV KANKI S/S
X0399600 | DLMS-Secure | 055 | TCPIP_DLMS | GSM | Feeder | 7421 | 202 | Town Feeder II | 174071 | 33Kv Gokunda
X0402553 | DLMS-Secure | 055 | TCPIP_DLMS | GSM | Feeder | 7421 | 207 | RH-GOKUNDA FEEDER | 174071 | 33Kv Gokunda
12627302 | DLMS-LnT | 053 | TCPIP_DLMS | GSM | Feeder | 7421 | 202 | 11 KV TOWN 1 | 174092 | 33 KV T.V Center Substation
XE419583 | DLMS-Secure | 055 | TCPIP_DLMS | GSM | Feeder | 7421 | 204 | 11KV EXPRESS FEEDER | 174144 | 33 KV MALBORGAO SUBSTATION
X0086998 | DLMS-Secure | 055 | TCPIP_DLMS | GSM | Feeder | 7421 | 203 | CHIKHALI GAOTHAN | 174071 | 33Kv Gokunda
GTL00271 | DLMS-Secure | 055 | TCPIP_DLMS | GSM | Feeder | 7421 | 208 | MANDWA GAOTHAN | 174071 | 33Kv Gokunda
X0402550 | DLMS-Secure | 055 | TCPIP_DLMS | GSM | Feeder | 7421 | 205 | 11 KV SAWRI AG | 174041 | 33Kv Bodhdi Substation
MSE87587 | Secure | 055 | TCPIP_Secure | GSM | Feeder | 7421 | 206 | MANDVA AG | 174071 | 33Kv Gokunda
X0086991 | DLMS-Secure | 055 | TCPIP_DLMS | GSM | Feeder | 7421 | 201 | 11KV WAI | 174030 | 33 KV SARKHANI
X0087008 | DLMS-Secure | 055 | TCPIP_DLMS | GSM | Feeder | 7421 | 202 | 11KV SINDAKHED | 174030 | 33 KV SARKHANI
X0401883 | DLMS-Secure | 055 | TCPIP_DLMS | GSM | Feeder | 7421 | 203 | 11 KV KANAKWADI AG | 174144 | 33 KV MALBORGAO SUBSTATION
X0402665 | DLMS-Secure | 055 | TCPIP_DLMS | GSM | Feeder | 7421 | 202 | 11 KV PALSHI | 174020 | 33 KV MANDVI
13080285 | DLMS-LnT | 053 | TCPIP_DLMS | GSM | Feeder | 7421 | 202 | 11 KV SAWRI | 174041 | 33Kv Bodhdi Substation
X0087011 | DLMS-Secure | 055 | TCPIP_DLMS | GSM | Feeder | 7421 | 202 | 11KV Umri | 174100 | 33 Kv Umri Bazar
X0087010 | DLMS-Secure | 055 | TCPIP_DLMS | GSM | Feeder | 7421 | 204 | 11 KV BODHADI AG | 174041 | 33Kv Bodhdi Substation
X0087013 | DLMS-Secure | 055 | TCPIP_DLMS | GSM | Feeder | 7421 | 203 | 11KV DAHELI | 174030 | 33 KV SARKHANI
X0086886 | DLMS-Secure | 055 | TCPIP_DLMS | GSM | Feeder | 7421 | 201 | 11KV Chinchkhed | 174100 | 33 Kv Umri Bazar
07429571 | LnT | 053 | TCPIP_LNT | GSM | Feeder | 7421 | 205 | 11KV SIRMITI AG | 174092 | 33 KV T.V Center Substation
16058425 | DLMS-LnT | 053 | TCPIP_DLMS | GSM | Feeder | 7421 | 201 | 11Kv Andbori Gaothan | 174134 | 33 Kv Tinganwadi Substation
X0086884 | DLMS-Secure | 055 | TCPIP_DLMS | GSM | Feeder | 7421 | 204 | 11KV KHARBI | 174092 | 33 KV T.V Center Substation
X0086883 | DLMS-Secure | 055 | TCPIP_DLMS | GSM | Feeder | 7421 | 206 | 11KV GHOTI AG | 174092 | 33 KV T.V Center Substation
16058501 | DLMS-LnT | 053 | TCPIP_DLMS | GSM | Feeder | 7421 | 202 | 11KV MALAKWADI AG | 174134 | 33 Kv Tinganwadi Substation
X0086885 | DLMS-Secure | 055 | TCPIP_DLMS | GSM | Feeder | 7421 | 203 | 11KV Wazara | 174100 | 33 Kv Umri Bazar
14033778 | LnT | 053 | TCPIP_LnT_9600 | GSM | Feeder | 7421 | 203 | 11 KV UMRI | 174020 | 33 KV MANDVI
15003595 | LnT | 053 | TCPIP_LnT_9600 | GSM | Feeder | 4793 | 203 | 11 KV GOKUL | 174118 | 33 KV ASHTA
X0398532 | DLMS-Secure | 055 | TCPIP_DLMS | GSM | Feeder | 4793 | 203 | 11 KV ANJANKHED FEEDER | 174102 | 33/11 KV WAI SUBSTATION
15003673 | LnT | 053 | TCPIP_LnT_9600 | GSM | Feeder | 4793 | 201 | 11 KV ASHTA | 174118 | 33 KV ASHTA
15003653 | LnT | 053 | TCPIP_LnT_9600 | GSM | Feeder | 4793 | 202 | 11 KV TAKALI | 174118 | 33 KV ASHTA
16011644 | LnT | 053 | TCPIP_LnT_9600 | GSM | Feeder | 4793 | 204 | JAY YOGESWAR EXPRESS | 174102 | 33/11 KV WAI SUBSTATION
14036287 | LnT | 053 | TCPIP_LnT_9600 | GSM | Feeder | 4793 | 202 | 11 KV HIWALANI FEEDER | 174102 | 33/11 KV WAI SUBSTATION
X0086889 | DLMS-Secure | 055 | TCPIP_DLMS | GSM | Feeder | 4793 | 201 | 11 KV WAI FEEDER | 174102 | 33/11 KV WAI SUBSTATION
X0398509 | DLMS-Secure | 055 | TCPIP_DLMS | GSM | Feeder | 4793 | 202 | 11 KV RAJGAD AG FEEDER | 174056 | 33/11 KV WANOLA SUBSTATION
X0398508 | DLMS-Secure | 055 | TCPIP_DLMS | GSM | Feeder | 4793 | 203 | 11KV WANOLA AG | 174056 | 33/11 KV WANOLA SUBSTATION
X0086887 | DLMS-Secure | 055 | TCPIP_DLMS | GSM | Feeder | 4793 | 202 | 11KV SHIKHAR FEEDER | 174021 | 33 KV MAHUR SUBSTATION
X0087005 | DLMS-Secure | 055 | TCPIP_DLMS | GSM | Feeder | 4793 | 204 | 11KV ASTHA(SARKHANI) FEEDER | 174021 | 33 KV MAHUR SUBSTATION
X0087006 | DLMS-Secure | 055 | TCPIP_DLMS | GSM | Feeder | 4793 | 203 | 11KV HADSANI FEEDER | 174021 | 33 KV MAHUR SUBSTATION
X0398537 | DLMS-Secure | 055 | TCPIP_DLMS | GSM | Feeder | 4793 | 201 | 11KV WANOLA GAOTHAN FEEDER | 174056 | 33/11 KV WANOLA SUBSTATION
XB449541 | DLMS-Secure | 055 | TCPIP_DLMS | GSM | Feeder | 4793 | 205 | 11KV MAHUR FEEDER NEW | 174021 | 33 KV MAHUR SUBSTATION
11532463 | LnT | 053 | TCPIP_LnT_9600 | GSM | Feeder | 4793 | 206 | 11KV RENUKADEVI PHC EXPRESS FEEDER | 174021 | 33 KV MAHUR SUBSTATION
08189755 | LnT | 053 | TCPIP_LNT | GSM | Feeder | 4794 | 204 | 11KV JAMGAON FEEDER | 174016 | 33/11KV UMRI S/S
08189621 | LnT | 053 | TCPIP_LNT | GSM | Feeder | 4794 | 203 | 11KV SHIVANGAON FEEDER | 174080 | 33/11KV SHINDI S/S
08189622 | LnT | 053 | TCPIP_LNT | GSM | Feeder | 4794 | 202 | 11KV HUNDA FEEDER | 174080 | 33/11KV SHINDI S/S
08189751 | LnT | 053 | TCPIP_LNT | GSM | Feeder | 4794 | 205 | 11KV GOLEGAON FEEDER | 174016 | 33/11KV UMRI S/S
08189752 | LnT | 053 | TCPIP_LNT | GSM | Feeder | 4794 | 202 | 11KV TALEGAON FEEDER | 174016 | 33/11KV UMRI S/S
14046308 | LnT | 053 | TCPIP_LnT_9600 | GSM | Feeder | 4794 | 204 | 11 KV DAIRY FEEDER | 174080 | 33/11KV SHINDI S/S
16047682 | LnT | 053 | TCPIP_LnT_9600 | GSM | Feeder | 4794 | 205 | 11KV PALASGAON FEEDER | 174080 | 33/11KV SHINDI S/S
16047606 | LnT | 053 | TCPIP_LnT_9600 | GSM | Feeder | 4794 | 206 | 11 KV SHELGAON FEEDER | 174080 | 33/11KV SHINDI S/S
16011661 | LnT | 053 | TCPIP_LnT_9600 | GSM | Feeder | 4794 | 203 | 11 KV HATNI FEEDER | 174127 | 33/11KV KARKALA S/S
X1603076 | DLMS-Secure | 055 | TCPIP_DLMS | GSM | Feeder | 4794 | 204 | MVK AGRO EXPRESS FEEDER | 174127 | 33/11KV KARKALA S/S
Q0749262 | DLMS-Secure | 055 | TCPIP_DLMS | GSM | Feeder | 4794 | 402 | 33 KV DR.SHANKAR RAO CHAVAN CO-GENERATIO | 174127 | 33/11KV KARKALA S/S
X0086901 | DLMS-Secure | 055 | TCPIP_DLMS | GSM | Feeder | 4794 | 202 | 11KV KARLA FEEDER | 174142 | 33/11KV DHOLUMRI S/S
X0086915 | DLMS-Secure | 055 | TCPIP_DLMS | GSM | Feeder | 4794 | 201 | 11KV KOLHA FEEDER | 174142 | 33/11KV DHOLUMRI S/S
X2141658 | DLMS-Secure | 055 | TCPIP_DLMS | GSM | Feeder | 4794 | 201 | 11KV SAWARGAON (KALA) FEEDER | 174166 | 33/11KV BITNAL SUBSTATION
X2141659 | DLMS-Secure | 055 | TCPIP_DLMS | GSM | Feeder | 4794 | 202 | 11KV SOMTHANA FEEDER | 174166 | 33/11KV BITNAL SUBSTATION
X2036380 | DLMS-Secure | 055 | TCPIP_DLMS | GSM | Feeder | 4794 | 203 | 11KV BITNAL FEEDER | 174166 | 33/11KV BITNAL SUBSTATION
X0087036 | DLMS-Secure | 055 | TCPIP_DLMS | GSM | Feeder | 4794 | 201 | 11KV UMRI FEEDER | 174016 | 33/11KV UMRI S/S
X0086917 | DLMS-Secure | 055 | TCPIP_DLMS | GSM | Feeder | 4794 | 203 | 11KV DHOLUMARI FEEDER | 174142 | 33/11KV DHOLUMRI S/S
08189623 | LnT | 053 | TCPIP_LNT | GSM | Feeder | 4794 | 201 | 11KV SHINDI FEEDER | 174080 | 33/11KV SHINDI S/S
X0087048 | DLMS-Secure | 055 | TCPIP_DLMS | GSM | Feeder | 4794 | 203 | 11KV BOTHI FEEDER | 174016 | 33/11KV UMRI S/S
16011591 | LnT | 053 | TCPIP_LnT_9600 | GSM | Feeder | 4794 | 202 | 11KV HASSA FEEDER | 174127 | 33/11KV KARKALA S/S
16047669 | LnT | 053 | TCPIP_LnT_9600 | GSM | Feeder | 4794 | 207 | 11 KV MANOOR FEEDER | 174080 | 33/11KV SHINDI S/S
15086490 | LnT | 053 | TCPIP_LnT_9600 | GSM | Feeder | 4792 | 201 | 11 KV BAMNI FEEDER | 174126 | 33 KV BAMNI SUB-STATION
07429408 | LnT | 053 | TCPIP_LNT | GSM | Feeder | 4792 | 202 | 11 KV SAVLI FEEDER | 174068 | 33 KV SUB-STATION KASRALI
X0402540 | DLMS-Secure | 055 | TCPIP_DLMS | GSM | Feeder | 4792 | 203 | 11 KV BADOOR FEEDER | 174126 | 33 KV BAMNI SUB-STATION
15017541 | LnT | 053 | TCPIP_LnT_9600 | GSM | Feeder | 4792 | 205 | 11 KV KASRALI FEEDER | 174068 | 33 KV SUB-STATION KASRALI
00567950 | DLMS-HPL | 076 | TCPIP_DLMS | GSM | Feeder | 4792 | 205 | 11KV ARJAPUR SOLAR FEEDER | 174018 | 33 KV ARJAPUR(BILOLI)
XD453329 | DLMS-Secure | 055 | TCPIP_DLMS | GSM | Feeder | 4792 | 201 | 11 KV BILOLI TOWN | 174160 | 33/11KV BILOLI SUBSTATION
15086442 | LnT | 053 | TCPIP_LnT_9600 | GSM | Feeder | 4792 | 206 | 11 KV RUDRAPUR FEEDER | 174068 | 33 KV SUB-STATION KASRALI
18206070 | DLMS-LnT | 053 | TCPIP_Elster_RS232 | GSM | Feeder | 4792 | 201 | 11 KV ARJAPUR GAOTHAN FEEDER | 174018 | 33 KV ARJAPUR(BILOLI)
08189619 | LnT | 053 | TCPIP_LNT | GSM | Feeder | 4792 | 201 | 11 KV DAULATAPUR FEEDER | 174079 | 33 KV SUB STATION - SAGROLI
18206071 | LnT | 053 | TCPIP_LnT_9600 | GSM | Feeder | 4792 | 203 | 11 KV BILOLI URBAN FEEDER | 174018 | 33 KV ARJAPUR(BILOLI)
07429377 | LnT | 053 | TCPIP_LNT | GSM | Feeder | 4792 | 201 | 11 KV BELKONI FEEDER | 174068 | 33 KV SUB-STATION KASRALI
08189534 | LnT | 053 | TCPIP_LNT | GSM | Feeder | 4792 | 203 | 11 KV HARNAL FEEDER | 174034 | 33 KV SUB STATION RAHER
08189535 | LnT | 053 | TCPIP_LNT | GSM | Feeder | 4792 | 202 | 11 KV RAHER FEEDER | 174034 | 33 KV SUB STATION RAHER
11115862 | LnT | 053 | TCPIP_LnT_9600 | GSM | Feeder | 4792 | 204 | GOVT. HOSPITAL EXPRESS FEEDER | 174018 | 33 KV ARJAPUR(BILOLI)
08189618 | LnT | 053 | TCPIP_LNT | GSM | Feeder | 4792 | 202 | 11 KV SAGROLI FEEDER | 174079 | 33 KV SUB STATION - SAGROLI
15086428 | LnT | 053 | TCPIP_LnT_9600 | GSM | Feeder | 4792 | 204 | 11 KV TALNI FEEDER | 174068 | 33 KV SUB-STATION KASRALI
14036289 | LnT | 053 | TCPIP_LnT_9600 | GSM | Feeder | 4792 | 201 | 11 KV LOHGAON FEEDER | 174034 | 33 KV SUB STATION RAHER
08023640 | DLMS-Genus | 065 | TCPIP_DLMS | GSM | Feeder | 4792 | 203 | 11 KV CHINCHALA FEEDER | 174068 | 33 KV SUB-STATION KASRALI
08023627 | DLMS-Genus | 065 | TCPIP_DLMS | GSM | Feeder | 4792 | 202 | 11 KV ARJAPUR AG FEEDER | 174018 | 33 KV ARJAPUR(BILOLI)
08189617 | LnT | 053 | TCPIP_LNT | GSM | Feeder | 4792 | 203 | 11 KV BOLEGAON FEEDER | 174079 | 33 KV SUB STATION - SAGROLI
15107743 | LnT | 053 | TCPIP_LnT_9600 | GSM | Feeder | 4792 | 202 | 11 KV HINGNI FEEDER | 174126 | 33 KV BAMNI SUB-STATION
15104203 | LnT | 053 | TCPIP_LnT_9600 | GSM | Feeder | 2488 | 203 | 11KV HALI | 174124 | 33 KV S/S MALEGAON
15017559 | LnT | 053 | TCPIP_LnT_9600 | GSM | Feeder | 2488 | 201 | 11 KV CHAINPUR AG | 174120 | 33 KV S/S SHAHAPUR
X0086898 | DLMS-Secure | 055 | TCPIP_DLMS | GSM | Feeder | 2488 | 201 | 11 KV KARADKHED | 174053 | 33 KV S/S KARADKHED
16011581 | LnT | 053 | TCPIP_LnT_9600 | GSM | Feeder | 2488 | 201 | 11 KV RAMTAPUR | 174125 | 33 KV S/S RAMTAPUR
16011575 | LnT | 053 | TCPIP_LnT_9600 | GSM | Feeder | 2488 | 202 | 11 KV SOMUR | 174125 | 33 KV S/S RAMTAPUR
15086416 | LnT | 053 | TCPIP_LnT_9600 | GSM | Feeder | 2488 | 201 | MALEGAON | 174124 | 33 KV S/S MALEGAON
15017574 | LnT | 053 | TCPIP_LnT_9600 | GSM | Feeder | 2488 | 202 | 11 KV ANTAPUR GAOTHAN | 174120 | 33 KV S/S SHAHAPUR
16011586 | LnT | 053 | TCPIP_LnT_9600 | GSM | Feeder | 2488 | 203 | 11 KV BIJALWADI | 174125 | 33 KV S/S RAMTAPUR
12010628 | LnT | 053 | TCPIP_LnT_9600 | GSM | Feeder | 2488 | 201 | 11 KV SAI MANDIR | 174117 | 33 KV DEGLOOR-II
07429411 | LnT | 053 | TCPIP_LNT | GSM | Feeder | 2488 | 202 | 11 KV BAMNI | 174110 | 33 KV S/S DAPKA
07429409 | LnT | 053 | TCPIP_LNT | GSM | Feeder | 2488 | 202 | 11 KV GOJEGAON | 174029 | 33 KV S/S MUKRAMABAD
07429421 | LnT | 053 | TCPIP_LNT | GSM | Feeder | 2488 | 202 | 11 KV ALANDI | 174049 | 33 KV KHATGAON
00566733 | DLMS-HPL | 076 | TCPIP_DLMS | GSM | Feeder | 2488 | 204 | 11KV SHAHAPUR GAOTHAN | 174120 | 33 KV S/S SHAHAPUR
15107788 | LnT | 053 | TCPIP_LnT_9600 | GSM | Feeder | 2488 | 202 | 11KV KINI (MALEGAON) | 174124 | 33 KV S/S MALEGAON
X0086912 | DLMS-Secure | 055 | TCPIP_DLMS | GSM | Feeder | 2488 | 201 | 11 KV MUKRAMABAD | 174029 | 33 KV S/S MUKRAMABAD
X0401865 | DLMS-Secure | 055 | TCPIP_DLMS | GSM | Feeder | 2488 | 203 | 11 KV HATRAL | 174110 | 33 KV S/S DAPKA
08023060 | DLMS-Genus | 065 | TCPIP_DLMS | GSM | Feeder | 2488 | 205 | 11 KV TOWN 4 DEGLOOR | 174007 | 33 KV DEGLOOR-I
MSE75634 | Secure | 055 | TCPIP_Secure | GSM | Feeder | 2488 | 201 | 11 KV TOWN 1 DEGLOOR | 174007 | 33 KV DEGLOOR-I
07429419 | LnT | 053 | TCPIP_LNT | GSM | Feeder | 2488 | 201 | 11 KV KHATGAON | 174049 | 33 KV KHATGAON
00467274 | DLMS-HPL | 076 | TCPIP_DLMS | GSM | Feeder | 2488 | 203 | 11 KV HOTTAL | 174117 | 33 KV DEGLOOR-II
08023058 | DLMS-Genus | 065 | TCPIP_DLMS | GSM | Feeder | 2488 | 204 | 11 KV INDUSTRIAL DEGLOOR | 174007 | 33 KV DEGLOOR-I
X0086911 | DLMS-Secure | 055 | TCPIP_DLMS | GSM | Feeder | 2488 | 206 | 11 KV BHAKTAPUR | 174007 | 33 KV DEGLOOR-I
07429450 | LnT | 053 | TCPIP_LNT | GSM | Feeder | 2488 | 202 | 11 KV TOWN 2 DEGLOOR | 174007 | 33 KV DEGLOOR-I
MSE75632 | Secure | 055 | TCPIP_Secure | GSM | Feeder | 2488 | 203 | 11 KV TOWN 3 DEGLOOR | 174007 | 33 KV DEGLOOR-I
17271547 | DLMS-LnT | 053 | TCPIP_DLMS | GSM | Feeder | 2488 | 201 | 11 KV MIDC-I | 174103 | 33 KV S/S KHANAPUR MIDC
17271540 | DLMS-LnT | 053 | TCPIP_DLMS | GSM | Feeder | 2488 | 202 | 11 KV TADKHEL | 174103 | 33 KV S/S KHANAPUR MIDC
18206061 | DLMS-LnT | 053 | TCPIP_DLMS | GSM | Feeder | 2488 | 207 | GOVT. HOSPITAL EXPRESS FEEDER | 174007 | 33 KV DEGLOOR-I
X0087070 | DLMS-Secure | 055 | TCPIP_DLMS | GSM | Feeder | 2488 | 204 | 11KV SHEWALA FEEDER | 174049 | 33 KV KHATGAON
X0087076 | DLMS-Secure | 055 | TCPIP_DLMS | GSM | Feeder | 2488 | 201 | 11 KV DAPKA | 174110 | 33 KV S/S DAPKA
X0087079 | DLMS-Secure | 055 | TCPIP_DLMS | GSM | Feeder | 2488 | 205 | 11 KV CHAKUR EXPRESS FEEDER | 174053 | 33 KV S/S KARADKHED
X0087080 | DLMS-Secure | 055 | TCPIP_DLMS | GSM | Feeder | 2488 | 202 | 11 KV MARKHEL | 174053 | 33 KV S/S KARADKHED
X0086929 | DLMS-Secure | 055 | TCPIP_DLMS | GSM | Feeder | 2488 | 203 | 11 KV ZARI | 174053 | 33 KV S/S KARADKHED
12010655 | LnT | 053 | TCPIP_LnT_9600 | GSM | Feeder | 2488 | 203 | 11 KV LONI | 174037 | 33 KV S/S HANEGAON
14089122 | LnT | 053 | TCPIP_LnT_9600 | GSM | Feeder | 2488 | 203 | 11 KV ALOOR | 174120 | 33 KV S/S SHAHAPUR
17271539 | DLMS-LnT | 053 | TCPIP_DLMS | GSM | Feeder | 2488 | 203 | 11 KV SUGAON | 174103 | 33 KV S/S KHANAPUR MIDC
GTL00205 | DLMS-Secure | 055 | TCPIP_DLMS | GSM | Feeder | 2488 | 203 | 11 KV RAVANKOLA | 174029 | 33 KV S/S MUKRAMABAD
X1207388 | DLMS-Secure | 055 | TCPIP_DLMS | GSM | Feeder | 2488 | 204 | 11 KV DEGLOOR WATER SUPPLY | 174053 | 33 KV S/S KARADKHED
X0402552 | DLMS-Secure | 055 | TCPIP_DLMS | GSM | Feeder | 2488 | 204 | 11 KV SAWARMAL | 174029 | 33 KV S/S MUKRAMABAD
GTL00500 | DLMS-Secure | 055 | TCPIP_DLMS | GSM | Feeder | 2488 | 202 | 11 KV DEGAON | 174117 | 33 KV DEGLOOR-II
X0402539 | DLMS-Secure | 055 | TCPIP_DLMS | GSM | Feeder | 2470 | 201 | 11 KV KUNDALWADI | 174043 | 33 KV CHAINAPUR
X0398510 | DLMS-Secure | 055 | TCPIP_DLMS | GSM | Feeder | 2470 | 207 | 11 KV MACHNOOR AG | 174043 | 33 KV CHAINAPUR
X0398503 | DLMS-Secure | 055 | TCPIP_DLMS | GSM | Feeder | 2470 | 208 | 11 KV MACHNOOR GAOTHAN | 174043 | 33 KV CHAINAPUR
X0398505 | DLMS-Secure | 055 | TCPIP_DLMS | GSM | Feeder | 2470 | 204 | 11 KV KONDALWADI AG | 174043 | 33 KV CHAINAPUR
GTL00250 | DLMS-Secure | 055 | TCPIP_DLMS | GSM | Feeder | 2470 | 205 | 11 KV RATNALI | 174015 | 33 KV DHARMABAD
GTL00246 | DLMS-Secure | 055 | TCPIP_DLMS | GSM | Feeder | 2470 | 202 | 11 KV DIGRAS | 174015 | 33 KV DHARMABAD
GTL52762 | DLMS-Secure | 055 | TCPIP_DLMS | GSM | Feeder | 2470 | 211 | RURAL HOSPITAL EXP | 174015 | 33 KV DHARMABAD
GTL00074 | DLMS-Secure | 055 | TCPIP_DLMS | GSM | Feeder | 2470 | 203 | 11 KV BANNALI | 174152 | 33 KV YETALA SUB STATION
GTL00356 | DLMS-Secure | 055 | TCPIP_DLMS | GSM | Feeder | 2470 | 201 | 11 KV RAJAPUR | 174152 | 33 KV YETALA SUB STATION
X0086906 | DLMS-Secure | 055 | TCPIP_LnT_9600 | GSM | Feeder | 2470 | 201 | 11 KV RAO DHANORA FEEDER | 174066 | 33 KV KARKHELI
X0086922 | DLMS-Secure | 055 | TCPIP_DLMS | GSM | Feeder | 2470 | 201 | 11 KV PATODA | 174109 | 33 KV JARIKOT
X0398504 | DLMS-Secure | 055 | TCPIP_DLMS | GSM | Feeder | 2470 | 203 | 11 KV JARIKOT | 174109 | 33 KV JARIKOT
X0398506 | DLMS-Secure | 055 | TCPIP_DLMS | GSM | Feeder | 2470 | 202 | 11 KV KAREGAON | 174109 | 33 KV JARIKOT
X0398501 | DLMS-Secure | 055 | TCPIP_LnT_9600 | GSM | Feeder | 2470 | 208 | 11 KV BABHALI BANDHARA | 174015 | 33 KV DHARMABAD
X0087075 | DLMS-Secure | 055 | TCPIP_DLMS | GSM | Feeder | 2470 | 210 | 11 KV WATER SUPLLY EXP | 174015 | 33 KV DHARMABAD
GTL00111 | DLMS-Secure | 055 | TCPIP_DLMS | GSM | Feeder | 2470 | 203 | 11 KV BABHALI | 174015 | 33 KV DHARMABAD
X0398538 | DLMS-Secure | 055 | TCPIP_DLMS | GSM | Feeder | 2470 | 201 | 11 KV DHARMABAD | 174015 | 33 KV DHARMABAD
X0401875 | DLMS-Secure | 055 | TCPIP_DLMS | GSM | Feeder | 2470 | 203 | 11 KV GUJARI | 174043 | 33 KV CHAINAPUR
GTL00541 | DLMS-Secure | 055 | TCPIP_DLMS | GSM | Feeder | 2470 | 202 | 11 KV YETALA NEW | 174152 | 33 KV YETALA SUB STATION
08023639 | DLMS-Genus | 065 | TCPIP_LNT | GSM | Feeder | 2470 | 209 | 33 KV PIONEER | 174015 | 33 KV DHARMABAD
X0398502 | DLMS-Secure | 055 | TCPIP_DLMS | GSM | Feeder | 2470 | 206 | 11 KV SHELGAON GAOTHAN | 174043 | 33 KV CHAINAPUR
X0086908 | DLMS-Secure | 055 | TCPIP_DLMS | GSM | Feeder | 2496 | 201 | 11 KV CHANDOLA FEEDER | 174138 | 33/11 KV CHANDOLA SUBSTATION
08026965 | DLMS-Genus | 065 | TCPIP_DLMS | GSM | Feeder | 2496 | 202 | 11 KV KHARB KHANDGAON FEEDER | 174138 | 33/11 KV CHANDOLA SUBSTATION
X0086896 | DLMS-Secure | 055 | TCPIP_DLMS | GSM | Feeder | 2496 | 204 | PUBLIC WATER WORK SUGAON CAMP | 174055 | 33/11 KV BARHALI SUBSTATION
X0086914 | DLMS-Secure | 055 | TCPIP_DLMS | GSM | Feeder | 2496 | 203 | 11KV HONDALA | 174139 | 33/11 KV JAMB SUBSTATION
X1246849 | DLMS-Secure | 055 | TCPIP_DLMS | GSM | Feeder | 2496 | 204 | 11 KV KAPARWADI | 174113 | 33/11 KV VASANTNAGAR SUBSTATION
X0086923 | DLMS-Secure | 055 | TCPIP_DLMS | GSM | Feeder | 2496 | 202 | 11KV DAPKA | 174139 | 33/11 KV JAMB SUBSTATION
17271541 | DLMS-LnT | 053 | TCPIP_DLMS | GSM | Feeder | 2496 | 201 | 11kv BETMOGRA | 174078 | 33/11 KV BETMOGRA SUBSTATION
X0086928 | DLMS-Secure | 055 | TCPIP_DLMS | GSM | Feeder | 2496 | 201 | 11KV NEW JAMB | 174139 | 33/11 KV JAMB SUBSTATION
07429405 | LnT | 053 | TCPIP_LNT | GSM | Feeder | 2496 | 203 | 11 KV METHI | 174067 | 33/11 KV YEOTI SUBSTATION
X0402546 | DLMS-Secure | 055 | TCPIP_DLMS | GSM | Feeder | 2496 | 205 | AMEYA STONE CRUSHER EXPRESS FEEDER | 174055 | 33/11 KV BARHALI SUBSTATION
18206115 | LnT | 053 | TCPIP_LnT_9600 | GSM | Feeder | 2496 | 207 | GOVT.HOSPITAL EXPRESS FEEDER | 174012 | 33/11 KV MUKHED SUBSTATION
X0402548 | DLMS-Secure | 055 | TCPIP_DLMS | GSM | Feeder | 2496 | 203 | 11KV EKLARA | 174078 | 33/11 KV BETMOGRA SUBSTATION
18206056 | DLMS-LnT | 053 | TCPIP_DLMS | GSM | Feeder | 2496 | 202 | 11 KV CHANDOLA | 174012 | 33/11 KV MUKHED SUBSTATION
X0086930 | DLMS-Secure | 055 | TCPIP_DLMS | GSM | Feeder | 2496 | 203 | 11 KV KAMJALGA | 174076 | 33/11 KV SAWARGAON SUBSTATION
18206057 | DLMS-LnT | 053 | TCPIP_DLMS | GSM | Feeder | 2496 | 205 | 11 KV BELI | 174012 | 33/11 KV MUKHED SUBSTATION
18206081 | DLMS-LnT | 053 | TCPIP_DLMS | GSM | Feeder | 2496 | 201 | 11 KV BOMNALI | 174113 | 33/11 KV VASANTNAGAR SUBSTATION
18206079 | DLMS-LnT | 053 | TCPIP_DLMS | GSM | Feeder | 2496 | 202 | 11 KV SHIRUR D | 174113 | 33/11 KV VASANTNAGAR SUBSTATION
17271542 | LnT | 053 | TCPIP_DLMS | GSM | Feeder | 2496 | 201 | 11 KV YEOTI | 174067 | 33/11 KV YEOTI SUBSTATION
18206062 | DLMS-LnT | 053 | TCPIP_DLMS | GSM | Feeder | 2496 | 203 | 11 KV JAHOOR | 174038 | 33/11 KV AMBULGA SUBSTATION
05049983 | DLMS-HPL | 076 | TCPIP_DLMS | GSM | Feeder | 2496 | 408 | 33KV MADHUKARAO GHATE SPINING MILL | 177009 | 132/33 KV MUKHED SUBSTATION
14676387 | DLMS-LnT | 053 | TCPIP_DLMS | GSM | Feeder | 2496 | 202 | 11KV KHATGAON | 174078 | 33/11 KV BETMOGRA SUBSTATION
18206058 | DLMS-LnT | 053 | TCPIP_DLMS | GSM | Feeder | 2496 | 203 | 11 KV PFC | 174012 | 33/11 KV MUKHED SUBSTATION
X1237161 | DLMS-Secure | 055 | TCPIP_DLMS | GSM | Feeder | 2496 | 204 | 11KV EXPRESS FEEDER | 174078 | 33/11 KV BETMOGRA SUBSTATION
18206063 | DLMS-LnT | 053 | TCPIP_DLMS | GSM | Feeder | 2496 | 203 | 11 KV PAISMAL | 174055 | 33/11 KV BARHALI SUBSTATION
07429407 | LnT | 053 | TCPIP_LNT | GSM | Feeder | 2496 | 202 | 11 KV HONWADAJ | 174067 | 33/11 KV YEOTI SUBSTATION
XF460553 | DLMS-Secure | 055 | TCPIP_DLMS | GSM | Feeder | 2496 | 408 | 33 KV SHARDA | 174113 | 33/11 KV VASANTNAGAR SUBSTATION
X1246862 | DLMS-Secure | 055 | TCPIP_DLMS | GSM | Feeder | 2496 | 205 | 11 KV HARISHCHANDRA TANDA | 174113 | 33/11 KV VASANTNAGAR SUBSTATION
07429501 | LnT | 053 | TCPIP_DLMS | GSM | Feeder | 2496 | 201 | 11 KV BARHALI | 174055 | 33/11 KV BARHALI SUBSTATION
08026958 | DLMS-Genus | 065 | TCPIP_DLMS | GSM | Feeder | 2496 | 203 | 11 KV SALGARA | 174138 | 33/11 KV CHANDOLA SUBSTATION
X1246848 | DLMS-Secure | 055 | TCPIP_DLMS | GSM | Feeder | 2496 | 206 | 11 KV SHIKARA | 174113 | 33/11 KV VASANTNAGAR SUBSTATION
08023633 | DLMS-Genus | 065 | TCPIP_DLMS | GSM | Feeder | 2445 | 202 | 11 KV KRUSHNOOR AG | 174069 | 33 KV BARBADA
GTL52725 | DLMS-Secure | 055 | TCPIP_DLMS | GSM | Feeder | 2445 | 201 | 11 KV KUNTOOR GAOTHAN | 174065 | 33 KV KUNTUR
08024438 | DLMS-Genus | 065 | TCPIP_DLMS | GSM | Feeder | 2445 | 203 | 11 KV KOKLEGAON AG | 174065 | 33 KV KUNTUR
GTL00452 | DLMS-Secure | 055 | TCPIP_DLMS | GSM | Feeder | 2445 | 207 | 11 KV India Mega Agro | 174106 | 33 KV KRUSHNUR
X1957774 | DLMS-Secure | 055 | TCPIP_DLMS | GSM | Feeder | 2445 | 404 | KASHI VISHWANATH 33KV FEEDER | 178016 | 220KV KRUSHNOOR
X0399598 | DLMS-Secure | 055 | TCPIP_DLMS | GSM | Feeder | 2445 | 204 | 11 KV SHANKARNAGAR | 177004 | 132 KV NARSI DHUPPA
X0399599 | DLMS-Secure | 055 | TCPIP_DLMS | GSM | Feeder | 2445 | 203 | 11 KV JAWAHAR NAVODAY | 177004 | 132 KV NARSI DHUPPA
X2004682 | DLMS-Secure | 055 | TCPIP_DLMS | GSM | Feeder | 2445 | 208 | EKDANT SOYA EXPRESS | 174106 | 33 KV KRUSHNUR
X0087275 | DLMS-Secure | 055 | TCPIP_DLMS | GSM | Feeder | 2445 | 204 | 33KV FLEMINGO | 174106 | 33 KV KRUSHNUR
X0087082 | DLMS-Secure | 055 | TCPIP_DLMS | GSM | Feeder | 2445 | 201 | 11 kv kirti | 174106 | 33 KV KRUSHNUR
X0087083 | DLMS-Secure | 055 | TCPIP_DLMS | GSM | Feeder | 2445 | 203 | 11 KV MANJRAM | 174054 | 33 KV MANJARAM
08016927 | LnT | 053 | TCPIP_LNT | GSM | Feeder | 2445 | 202 | 11 KV NAIGAON GAOTHAN | 174009 | 33 KV NARSI
14096115 | LnT | 053 | TCPIP_LnT_9600 | GSM | Feeder | 2445 | 204 | 11 KV POULTRY FARM | 174054 | 33 KV MANJARAM
18206117 | DLMS-LnT | 053 | TCPIP_DLMS | GSM | Feeder | 2445 | 402 | 33KV BALEGAON WATER SUPPLY | 174028 | 33 KV GHUNGRALA
08023636 | DLMS-Genus | 065 | TCPIP_DLMS | GSM | Feeder | 2445 | 202 | 11 KV KOLAMBI | 174054 | 33 KV MANJARAM
08189714 | LnT | 053 | TCPIP_LNT | GSM | Feeder | 2445 | 204 | 11 KV KAHALA | 174028 | 33 KV GHUNGRALA
08023637 | DLMS-Genus | 065 | TCPIP_DLMS | GSM | Feeder | 2445 | 203 | 11 KV ANTERGAON AG | 174069 | 33 KV BARBADA
08023632 | DLMS-Genus | 065 | TCPIP_DLMS | GSM | Feeder | 2445 | 204 | 11 KV NEW AMBIKA EX | 174065 | 33 KV KUNTUR
08026966 | DLMS-Genus | 065 | TCPIP_DLMS | GSM | Feeder | 2445 | 202 | 11 KV KUNTUR AG | 174065 | 33 KV KUNTUR
17271546 | DLMS-LnT | 053 | TCPIP_DLMS | GSM | Feeder | 2445 | 205 | 11 KV KOKLEGAON GAOUTHAN | 174065 | 33 KV KUNTUR
18206076 | DLMS-LnT | 053 | TCPIP_DLMS | GSM | Feeder | 2445 | 102 | TAHSIL FEEDER | 174111 | 33 KV NAIGAON
18206078 | DLMS-LnT | 053 | TCPIP_DLMS | GSM | Feeder | 2445 | 101 | Lalwandi feeder | 174111 | 33 KV NAIGAON
18206069 | DLMS-LnT | 053 | TCPIP_DLMS | GSM | Feeder | 2445 | 103 | 11 kv Degaon | 174111 | 33 KV NAIGAON
X0087081 | DLMS-Secure | 055 | TCPIP_DLMS | GSM | Feeder | 2445 | 202 | 11 kv flemingo | 174106 | 33 KV KRUSHNUR
X0087085 | DLMS-Secure | 055 | TCPIP_DLMS | GSM | Feeder | 2445 | 203 | 11 kv advance steel | 174106 | 33 KV KRUSHNUR
08016953 | LnT | 053 | TCPIP_LNT | GSM | Feeder | 2445 | 203 | 11 KV CANAL AG | 174009 | 33 KV NARSI
XE483148 | DLMS-Secure | 055 | TCPIP_DLMS | GSM | Feeder | 2445 | 402 | 33KV KIRTI EXP | 174106 | 33 KV KRUSHNUR
X0402549 | DLMS-Secure | 055 | TCPIP_DLMS | GSM | Feeder | 2445 | 205 | TATA Chemicals | 174028 | 33 KV GHUNGRALA
08189713 | LnT | 053 | TCPIP_LNT | GSM | Feeder | 2445 | 201 | 11 KV RUI | 174028 | 33 KV GHUNGRALA
07429424 | LnT | 053 | TCPIP_LNT | GSM | Feeder | 2445 | 201 | 11 KV NARSI GAOTHAN | 174009 | 33 KV NARSI
18206054 | DLMS-LnT | 053 | TCPIP_DLMS | GSM | Feeder | 2445 | 201 | 11 KV GADGA | 174054 | 33 KV MANJARAM
08189712 | LnT | 053 | TCPIP_LNT | GSM | Feeder | 2445 | 202 | 11 KV DEGAON | 174028 | 33 KV GHUNGRALA
XC435143 | DLMS-Secure | 055 | TCPIP_DLMS | GSM | Feeder | 2411 | 207 | 11 KV RAILWAY HOSPITAL | 174074 | 33 kV GURUDAWARA
15104195 | LnT | 053 | TCPIP_LnT_9600 | GSM | Feeder | 2411 | 206 | NEW KHADAKPURA | 174042 | 33 KV NTC
15107781 | LnT | 053 | TCPIP_LnT_9600 | GSM | Feeder | 2411 | 204 | 11 KV VAZIRABAD | 174042 | 33 KV NTC
08026962 | DLMS-Genus | 065 | TCPIP_DLMS | GSM | Feeder | 2411 | 201 | 11 KV BILAL NAGAR | 174077 | 33 kV CHOUPHALA
14193883 | LnT | 053 | TCPIP_LnT_9600 | GSM | Feeder | 2411 | 205 | 11 KV KHADAKPURA | 174042 | 33 KV NTC
X0398536 | DLMS-Secure | 055 | TCPIP_DLMS | GSM | Feeder | 2411 | 201 | 11 KV WATER WORKS | 174042 | 33 KV NTC
X0401868 | DLMS-Secure | 055 | TCPIP_DLMS | GSM | Feeder | 2411 | 203 | 11 KV DEGLOOR NAKA | 174077 | 33 kV CHOUPHALA
X1750538 | DLMS-Secure | 055 | TCPIP_DLMS | GSM | Feeder | 2411 | 209 | 11KV AYURVEDIC COLLEGE | 174042 | 33 KV NTC
12626784 | DLMS-LnT | 053 | TCPIP_DLMS | GSM | Feeder | 2411 | 202 | 11 KV RLY TRACK | 174077 | 33 kV CHOUPHALA
15107793 | LnT | 053 | TCPIP_LnT_9600 | GSM | Feeder | 2411 | 204 | 11 KV BAFNA | 174074 | 33 kV GURUDAWARA
12626781 | DLMS-LnT | 053 | TCPIP_DLMS | GSM | Feeder | 2411 | 202 | 11 KV CHIKHALWADI | 174074 | 33 kV GURUDAWARA
12626768 | DLMS-LnT | 053 | TCPIP_DLMS | GSM | Feeder | 2411 | 205 | 11 KV OLD MONDHA | 174074 | 33 kV GURUDAWARA
12626785 | DLMS-LnT | 053 | TCPIP_DLMS | GSM | Feeder | 2411 | 204 | 11 KV KHUDWAI NAGAR | 174077 | 33 kV CHOUPHALA
12626782 | DLMS-LnT | 053 | TCPIP_DLMS | GSM | Feeder | 2411 | 203 | 11 KV GRANTH BHAVAN | 174074 | 33 kV GURUDAWARA
12626778 | DLMS-LnT | 053 | TCPIP_DLMS | GSM | Feeder | 2411 | 206 | 11 KV SACHKHAND | 174074 | 33 kV GURUDAWARA
12626780 | DLMS-LnT | 053 | TCPIP_DLMS | GSM | Feeder | 2411 | 201 | 11 KV COLLECTOR OFFICE | 174074 | 33 kV GURUDAWARA
08017023 | LnT | 053 | TCPIP_LNT | GSM | Feeder | 2411 | 203 | 11 KV SOMESH COLONEY | 174042 | 33 KV NTC
15104231 | LnT | 053 | TCPIP_LnT_9600 | GSM | Feeder | 2411 | 202 | 11 KV GURUDWARA | 174042 | 33 KV NTC
X0086899 | DLMS-Secure | 055 | TCPIP_DLMS | GSM | Feeder | 2411 | 208 | 11KV LANGAR SAHEB | 174074 | 33 kV GURUDAWARA
14036261 | LnT | 053 | TCPIP_LnT_9600 | GSM | Feeder | 4724 | 207 | 11 KV WATER WORKS | 174073 | 33 KV VISHNUPURI
16058637 | LnT | 053 | TCPIP_LnT_9600 | GSM | Feeder | 4724 | 202 | 11 KV KAKANDI AG | 174131 | 33kv kakandi s/s
17270457 | DLMS-LnT | 053 | TCPIP_DLMS | GSM | Feeder | 4724 | 404 | 33 KV COMET SIPTA | 178003 | 220 KV WAGHALA
14033701 | LnT | 053 | TCPIP_LnT_9600 | GSM | Feeder | 4724 | 202 | 11 kV PUNEGAON AG | 174096 | 33 KV TUPPA (DHANEGAON)
03002082 | Genus | 065 | TCPIP_Genus | GSM | Feeder | 4724 | 203 | 11 KV GODAWARI DRUG | 174097 | 33 KV MIDC II
16011553 | LnT | 053 | TCPIP_LnT_9600 | GSM | Feeder | 4724 | 202 | 11 KV KOUTHA GAUTHAN | 174098 | 33 KV KAUTHA (ASARJAN)
GTL00464 | DLMS-Secure | 055 | TCPIP_DLMS | GSM | Feeder | 4724 | 201 | 11 KV ASARJAN GAUTHAN | 174098 | 33 KV KAUTHA (ASARJAN)
00567211 | DLMS-HPL | 076 | TCPIP_DLMS | GSM | Feeder | 4724 | 203 | 11 KV AG FEEDER | 174098 | 33 KV KAUTHA (ASARJAN)
19859334 | DLMS-LnT | 053 | TCPIP_DLMS | GSM | Feeder | 4724 | 702 | 132KV VISHNUPURI 2 FEEDER | 178003 | 220 KV WAGHALA
14676585 | DLMS-LnT | 053 | TCPIP_DLMS | GSM | Feeder | 4724 | 209 | 11 KV CIDCO | 178003 | 220 KV WAGHALA
14676586 | DLMS-LnT | 053 | TCPIP_DLMS | GSM | Feeder | 4724 | 208 | 11 KV SHIVA PARVATI | 178003 | 220 KV WAGHALA
14676587 | DLMS-LnT | 053 | TCPIP_DLMS | GSM | Feeder | 4724 | 205 | 11 KV KOHINOOR EXP | 178003 | 220 KV WAGHALA
07429638 | LnT | 053 | TCPIP_LNT | GSM | Feeder | 4724 | 202 | 11 KV VIDYAPEETH | 174073 | 33 KV VISHNUPURI
07429636 | LnT | 053 | TCPIP_LNT | GSM | Feeder | 4724 | 203 | 11 KV GANGABET | 174073 | 33 KV VISHNUPURI
15017588 | LnT | 053 | TCPIP_LnT_9600 | GSM | Feeder | 4724 | 205 | 11 kv Injegaon AG | 174096 | 33 KV TUPPA (DHANEGAON)
16047648 | LnT | 053 | TCPIP_LnT_9600 | GSM | Feeder | 4724 | 201 | 11 KV JAMRUN AG | 174131 | 33kv kakandi s/s
17270458 | DLMS-LnT | 053 | TCPIP_DLMS | GSM | Feeder | 4724 | 405 | 33 KV CRC ( 220 KV WAGHALA ) | 178003 | 220 KV WAGHALA
X0087026 | DLMS-Secure | 055 | TCPIP_DLMS | GSM | Feeder | 4724 | 204 | 11 KV CHOUPHALA | 174023 | 33 KV MIDC
X0087028 | DLMS-Secure | 055 | TCPIP_DLMS | GSM | Feeder | 4724 | 207 | 11 KV GOPALCHAWDI | 178003 | 220 KV WAGHALA
17271532 | DLMS-LnT | 053 | TCPIP_DLMS | GSM | Feeder | 4724 | 204 | 11 KV PIMPALGAON | 174073 | 33 KV VISHNUPURI
17271530 | DLMS-LnT | 053 | TCPIP_DLMS | GSM | Feeder | 4724 | 206 | 11 KV PANGRA AG | 174073 | 33 KV VISHNUPURI
17270460 | DLMS-LnT | 053 | TCPIP_DLMS | GSM | Feeder | 4724 | 407 | 33 KV MEDICAL COLLEGE | 178003 | 220 KV WAGHALA
08024437 | DLMS-Genus | 065 | TCPIP_DLMS | GSM | Feeder | 4724 | 201 | 11 KV NANAKSAR GAUTHAN | 174073 | 33 KV VISHNUPURI
X0087022 | DLMS-Secure | 055 | TCPIP_DLMS | GSM | Feeder | 4724 | 206 | 11 KV TOWER | 178003 | 220 KV WAGHALA
08024436 | DLMS-Genus | 065 | TCPIP_DLMS | GSM | Feeder | 4724 | 204 | 11 KV OSMANNAGAR(KIWALA) | 178003 | 220 KV WAGHALA
08024440 | DLMS-Genus | 065 | TCPIP_DLMS | GSM | Feeder | 4724 | 202 | 11 KV WAJEGAON (OLD TUPPA) | 174023 | 33 KV MIDC
XD448322 | DLMS-Secure | 055 | TCPIP_DLMS | GSM | Feeder | 4724 | 205 | 11KV SATYA SAI | 174097 | 33 KV MIDC II
XD453312 | DLMS-Secure | 055 | TCPIP_DLMS | GSM | Feeder | 4724 | 206 | 11KV JAPALI PAPER | 174097 | 33 KV MIDC II
X0087042 | DLMS-Secure | 055 | TCPIP_DLMS | GSM | Feeder | 4724 | 208 | 11 KV GODAWARI AG | 174073 | 33 KV VISHNUPURI
14036256 | LnT | 053 | TCPIP_LnT_9600 | GSM | Feeder | 4724 | 203 | 11 kV TUPPA AG | 174096 | 33 KV TUPPA (DHANEGAON)
15017564 | LnT | 053 | TCPIP_LnT_9600 | GSM | Feeder | 4724 | 204 | 11 KV NEW WAJEGAON | 174096 | 33 KV TUPPA (DHANEGAON)
17271531 | DLMS-LnT | 053 | TCPIP_DLMS | GSM | Feeder | 4724 | 205 | 11 KV KALESHWAR AG | 174073 | 33 KV VISHNUPURI
X0086925 | DLMS-Secure | 055 | TCPIP_DLMS | GSM | Feeder | 4724 | 206 | 11KV MARATHWADA EXPRESS | 174096 | 33 KV TUPPA (DHANEGAON)
X0402551 | DLMS-Secure | 055 | TCPIP_DLMS | GSM | Feeder | 4724 | 201 | 11 KV R.T.O. | 174097 | 33 KV MIDC II
X0402547 | DLMS-Secure | 055 | TCPIP_DLMS | GSM | Feeder | 4724 | 207 | 11 Kv Water works | 174023 | 33 KV MIDC
X0402542 | DLMS-Secure | 055 | TCPIP_DLMS | GSM | Feeder | 4724 | 203 | 11 KV BHAGYLAXMI | 174023 | 33 KV MIDC
X1082433 | DLMS-Secure | 055 | TCPIP_DLMS | GSM | Feeder | 4724 | 401 | 33KV MALL FEEDER | 174023 | 33 KV MIDC
X0401884 | DLMS-Secure | 055 | TCPIP_DLMS | GSM | Feeder | 4724 | 205 | 11 KV MAFCO | 174023 | 33 KV MIDC
12626786 | DLMS-LnT | 053 | TCPIP_DLMS | GSM | Feeder | 4724 | 206 | 11 KV SHRINIWASA | 174023 | 33 KV MIDC
GTL00474 | DLMS-Secure | 055 | TCPIP_DLMS | GSM | Feeder | 4724 | 205 | MAHADA COLONY FEDDER | 174098 | 33 KV KAUTHA (ASARJAN)
16047667 | LnT | 053 | TCPIP_LnT_9600 | GSM | Feeder | 4724 | 203 | 11 KV RAHEGAON GAOTHAN | 174131 | 33kv kakandi s/s
07429510 | LnT | 053 | TCPIP_LNT | GSM | Feeder | 4724 | 202 | 11 KV HUDCO | 178003 | 220 KV WAGHALA
14033772 | LnT | 053 | TCPIP_LnT_9600 | GSM | Feeder | 4724 | 201 | 11 KV NAGAPUR G | 174096 | 33 KV TUPPA (DHANEGAON)
00566737 | DLMS-HPL | 076 | TCPIP_DLMS | GSM | Feeder | 4724 | 201 | 11 KV VISHNUPURI | 174023 | 33 KV MIDC
X1318348 | DLMS-Secure | 055 | TCPIP_DLMS | GSM | Feeder | 4724 | 206 | KASHI EXPRESS | 174098 | 33 KV KAUTHA (ASARJAN)
00078688 | DLMS-HPL | 076 | TCPIP_DLMS | GSM | Feeder | 4724 | 202 | 11 KV NANDED FLOOR MILL | 174097 | 33 KV MIDC II
08189529 | LnT | 053 | TCPIP_LNT | GSM | Feeder | 4724 | 209 | 11 KV VISHNUPURI GAOTHAN | 174073 | 33 KV VISHNUPURI
X0087024 | DLMS-Secure | 055 | TCPIP_DLMS | GSM | Feeder | 4445 | 204 | 11 KV DATTA NAGAR | 174050 | 33 kV VIDYUT BHAVAN
X0086989 | DLMS-Secure | 055 | TCPIP_DLMS | GSM | Feeder | 4445 | 206 | 11KV GADEGAON | 174072 | 33 kV SANGVI
X2191821 | DLMS-Secure | 055 | NON_AMR_MODEM | GSM | Feeder | 4445 | 205 | 11 KV RAILWAY EXPRESS FEEDER | 174084 | 33 kV INDUSTRIAL AREA
XE489969 | DLMS-Secure | 055 | TCPIP_DLMS | GSM | Feeder | 4445 | 205 | 11KV MANIK NAGAR | 174158 | 33/11KV GIS MAJOR STORE SS
X0087069 | DLMS-Secure | 055 | TCPIP_DLMS | GSM | Feeder | 4445 | 205 | 11KV NAGARJUNA | 174050 | 33 kV VIDYUT BHAVAN
XE489953 | DLMS-Secure | 055 | TCPIP_DLMS | GSM | Feeder | 4445 | 204 | DEEPNAGAR 11KV FEEDER | 174158 | 33/11KV GIS MAJOR STORE SS
X0086916 | DLMS-Secure | 055 | TCPIP_DLMS | GSM | Feeder | 4445 | 203 | 11 KV DNYANESHWAR WADI | 174104 | 33 kV PAWDEWADI
X1092808 | DLMS-Secure | 055 | TCPIP_DLMS | GSM | Feeder | 4445 | 201 | 11 KV YASHWANT NAGAR | 174104 | 33 kV PAWDEWADI
X0087029 | DLMS-Secure | 055 | TCPIP_DLMS | GSM | Feeder | 4445 | 208 | 11KV AASRA NAGAR | 174072 | 33 kV SANGVI
X0401872 | DLMS-Secure | 055 | TCPIP_DLMS | GSM | Feeder | 4445 | 205 | 11 KV VIJAY NAGAR | 174104 | 33 kV PAWDEWADI
XE489971 | DLMS-Secure | 055 | TCPIP_DLMS | GSM | Feeder | 4445 | 201 | 11KV WAMAN NAGAR NEW | 174158 | 33/11KV GIS MAJOR STORE SS
12626775 | DLMS-LnT | 053 | TCPIP_DLMS | GSM | Feeder | 4445 | 203 | 11 KV MAHALAJ - SANGVI | 174072 | 33 kV SANGVI
14676594 | DLMS-LnT | 053 | TCPIP_DLMS | GSM | Feeder | 4445 | 208 | 11 KV POLICE COLONY` | 177001 | 132 KV JANGAMWADI
12626774 | DLMS-LnT | 053 | TCPIP_DLMS | GSM | Feeder | 4445 | 203 | 11 KV INDUSTRIAL AREA | 174084 | 33 kV INDUSTRIAL AREA
14676584 | DLMS-LnT | 053 | TCPIP_DLMS | GSM | Feeder | 4445 | 203 | 11 KV GAJANAN MANDIR | 177001 | 132 KV JANGAMWADI
12626769 | DLMS-LnT | 053 | TCPIP_DLMS | GSM | Feeder | 4445 | 201 | 11 KV REST HOUSE | 174050 | 33 kV VIDYUT BHAVAN
14676593 | DLMS-LnT | 053 | TCPIP_DLMS | GSM | Feeder | 4445 | 202 | 11 KV ANAND NAGAR | 177001 | 132 KV JANGAMWADI
14676597 | DLMS-LnT | 053 | TCPIP_DLMS | GSM | Feeder | 4445 | 206 | 11 KV PAWDEWADI | 177001 | 132 KV JANGAMWADI
12626770 | DLMS-LnT | 053 | TCPIP_DLMS | GSM | Feeder | 4445 | 202 | 11 KV STADIUM | 174050 | 33 kV VIDYUT BHAVAN
X0399602 | DLMS-Secure | 055 | TCPIP_DLMS | GSM | Feeder | 4445 | 205 | 11 KV GANESH NAGAR | 177001 | 132 KV JANGAMWADI
X0087025 | DLMS-Secure | 055 | TCPIP_DLMS | GSM | Feeder | 4445 | 204 | 11 KV FARANDE NAGAR - II | 174104 | 33 kV PAWDEWADI
12626777 | DLMS-LnT | 053 | TCPIP_DLMS | GSM | Feeder | 4445 | 203 | 11 KV MGM | 174050 | 33 kV VIDYUT BHAVAN
14676596 | DLMS-LnT | 053 | TCPIP_DLMS | GSM | Feeder | 4445 | 204 | 11 KV WAMAN NAGAR | 177001 | 132 KV JANGAMWADI
GTL00472 | DLMS-Secure | 055 | TCPIP_DLMS | GSM | Feeder | 4445 | 206 | 11KV OXFORD | 174104 | 33 kV PAWDEWADI
12626776 | DLMS-LnT | 053 | TCPIP_DLMS | GSM | Feeder | 4445 | 209 | 11KV GOPAL NAGAR | 174072 | 33 kV SANGVI
11533116 | LnT | 053 | TCPIP_LnT_9600 | GSM | Feeder | 4445 | 204 | I.T.M. FEEDER | 174084 | 33 kV INDUSTRIAL AREA
15007710 | LnT | 053 | TCPIP_LnT_9600 | GSM | Feeder | 4445 | 207 | 11Kv Asana River Express Feeder | 174072 | 33 kV SANGVI
00309065 | DLMS-HPL | 076 | TCPIP_DLMS | GSM | Feeder | 4445 | 205 | 11 KV AIRPORT | 174072 | 33 kV SANGVI
00309063 | DLMS-HPL | 076 | TCPIP_DLMS | GSM | Feeder | 4445 | 201 | 11 KV RLY DIVISION | 174072 | 33 kV SANGVI
14676583 | DLMS-LnT | 053 | TCPIP_DLMS | GSM | Feeder | 4445 | 209 | 11 KV SAHAYOG NAGAR | 177001 | 132 KV JANGAMWADI
12560771 | DLMS-LnT | 053 | TCPIP_DLMS | GSM | Feeder | 4445 | 202 | 11 KV CHAITNYA NAGAR | 174072 | 33 kV SANGVI
12560761 | DLMS-LnT | 053 | TCPIP_DLMS | GSM | Feeder | 4445 | 201 | 11 KV MAHAVEER SOCIETY | 174084 | 33 kV INDUSTRIAL AREA
12626773 | DLMS-LnT | 053 | TCPIP_DLMS | GSM | Feeder | 4445 | 202 | 11 KV SHIVAJI NAGAR ROAD | 174084 | 33 kV INDUSTRIAL AREA
03016585 | Genus | 065 | TCPIP_Genus | GSM | Feeder | 4445 | 207 | 11 KV VIVEK NAGAR | 177001 | 132 KV JANGAMWADI
03004136 | Genus | 065 | TCPIP_Genus | GSM | Feeder | 4445 | 202 | 11 KV NASARADPURA | 174104 | 33 kV PAWDEWADI
MSB02667 | Secure | 055 | TCPIP_Secure | GSM | Feeder | 2429 | 203 | 11 KV ALEGAON AG | 174083 | 33 KV NEELA
16047703 | LnT | 053 | TCPIP_LnT_9600 | GSM | Feeder | 2429 | 202 | 11 KV PIMPRI MAHIPAL AG | 174130 | 33 KV TALANI
16047658 | LnT | 053 | TCPIP_LnT_9600 | GSM | Feeder | 2429 | 203 | 11 KV VADVANA AG | 174130 | 33 KV TALANI
MSE75492 | Secure | 055 | TCPIP_Secure | GSM | Feeder | 2429 | 202 | 11 KV JAITAPUR AG | 174057 | 33 KV NALESHWAR
17103837 | LnT | 053 | TCPIP_LnT_9600 | GSM | Feeder | 2429 | 204 | 11 KV EKDARA AG | 174083 | 33 KV NEELA
GTL00455 | DLMS-Secure | 055 | TCPIP_DLMS | GSM | Feeder | 2429 | 203 | 11 KV AMDURA AG | 174062 | 33KV AMDURA
X1092848 | DLMS-Secure | 055 | TCPIP_DLMS | GSM | Feeder | 2429 | 205 | 11 KV LIMBGAON GAOTHAN | 174025 | 33 KV LIMBGAON
13080136 | DLMS-LnT | 053 | TCPIP_DLMS | GSM | Feeder | 2429 | 201 | 11 YELEGAON GAOTHAN | 174048 | 33 KV DEGAON
16002849 | LnT | 053 | TCPIP_LnT_9600 | GSM | Feeder | 2429 | 201 | 11 KV RAHATI GAOTHAN | 174128 | 33 KV RAHATI
16002852 | LnT | 053 | TCPIP_LnT_9600 | GSM | Feeder | 2429 | 202 | 11 KV SOMESHWAR AG | 174128 | 33 KV RAHATI
00311101 | DLMS-HPL | 076 | TCPIP_DLMS | GSM | Feeder | 2429 | 202 | 11 KV SUGAR FACTORY | 174048 | 33 KV DEGAON
MSB02690 | DLMS-Secure | 055 | TCPIP_DLMS | GSM | Feeder | 2429 | 202 | 11 KV MARALAK AG | 174083 | 33 KV NEELA
MSE75603 | DLMS-Secure | 055 | TCPIP_DLMS | GSM | Feeder | 2429 | 206 | 11KV YELEGAON AG | 174048 | 33 KV DEGAON
00309064 | DLMS-HPL | 076 | TCPIP_DLMS | GSM | Feeder | 2429 | 204 | 11 KV SALASAR EXP. FEEDER | 174048 | 33 KV DEGAON
00566731 | DLMS-HPL | 076 | TCPIP_DLMS | GSM | Feeder | 2429 | 204 | 11 KV SUGAON AG | 174057 | 33 KV NALESHWAR
X0402543 | DLMS-Secure | 055 | TCPIP_DLMS | GSM | Feeder | 2429 | 203 | 11 KV PIMPALGAON AG | 174057 | 33 KV NALESHWAR
X1092904 | DLMS-Secure | 055 | TCPIP_LNT | GSM | Feeder | 2429 | 201 | 11 KV LIMBGAON AG | 174025 | 33 KV LIMBGAON
X1092890 | DLMS-Secure | 055 | TCPIP_DLMS | GSM | Feeder | 2429 | 201 | 11 KV NEELA GAOTHAN | 174083 | 33 KV NEELA
04579220 | DLMS-Genus | 065 | TCPIP_LNT | GSM | Feeder | 2429 | 203 | 11 KV SAYAL GAON | 174025 | 33 KV LIMBGAON
X1092877 | DLMS-Secure | 055 | TCPIP_DLMS | GSM | Feeder | 2429 | 205 | 11 KV CHIKHALI AG | 174083 | 33 KV NEELA
X1092855 | DLMS-Secure | 055 | TCPIP_DLMS | GSM | Feeder | 2429 | 201 | 11 KV TALANI GAOTHAN | 174130 | 33 KV TALANI
X0401886 | DLMS-Secure | 055 | TCPIP_DLMS | GSM | Feeder | 2429 | 207 | 11KV WAGHI GAVTHAN | 174057 | 33 KV NALESHWAR
X0401876 | DLMS-Secure | 055 | TCPIP_DLMS | GSM | Feeder | 2429 | 205 | 11KV PIMPALGAON GOVTHAN | 174048 | 33 KV DEGAON
15107708 | LnT | 053 | TCPIP_LnT_9600 | GSM | Feeder | 2429 | 202 | 11 KV MATASAB AG | 174062 | 33KV AMDURA
X0087021 | DLMS-Secure | 055 | TCPIP_DLMS | GSM | Feeder | 2429 | 205 | 11 KV NALESHWAR GAOTHAN | 174057 | 33 KV NALESHWAR
X0402544 | DLMS-Secure | 055 | TCPIP_DLMS | GSM | Feeder | 2429 | 204 | 11 KV EXPRESS DEVAPUR DAM | 174062 | 33KV AMDURA
15107784 | LnT | 053 | TCPIP_LnT_9600 | GSM | Feeder | 2429 | 203 | 11 KV GODAWARI RAHATI AG | 174128 | 33 KV RAHATI
08189697 | LnT | 053 | TCPIP_LNT | GSM | Feeder | 2429 | 201 | 11 KV TRIKUT AG | 174082 | 33 KV MATASAB
15010339 | LnT | 053 | TCPIP_LnT_9600 | GSM | Feeder | 2429 | 204 | 11 KV DHANAJ AG | 174082 | 33 KV MATASAB
15017540 | LnT | 053 | TCPIP_LnT_9600 | GSM | Feeder | 2429 | 205 | 11 KV GURUDWARA GAOTHAN | 174082 | 33 KV MATASAB
08189724 | LnT | 053 | TCPIP_LNT | GSM | Feeder | 2429 | 202 | 11 KV MATASAB GAOTHAN | 174082 | 33 KV MATASAB
08189725 | LnT | 053 | TCPIP_LNT | GSM | Feeder | 2429 | 203 | 11 KV MUGHAT RLY STN AG | 174082 | 33 KV MATASAB
15107737 | LnT | 053 | TCPIP_LnT_9600 | GSM | Feeder | 2429 | 201 | 11KV MUGAT GAOTHAN | 174062 | 33KV AMDURA
14676385 | DLMS-LnT | 053 | TCPIP_DLMS | GSM | Feeder | 2429 | 203 | 11 KV SHELGAON AG | 174048 | 33 KV DEGAON
08016952 | LnT | 053 | TCPIP_LNT | GSM | Feeder | 2429 | 202 | 11 KV CHUDAWA AG | 174025 | 33 KV LIMBGAON
X1092883 | DLMS-Secure | 055 | TCPIP_DLMS | GSM | Feeder | 2461 | 203 | 11 KV KAWTHA | 174033 | 33 KV BARUL
X0087030 | DLMS-Secure | 055 | TCPIP_DLMS | GSM | Feeder | 2461 | 201 | 11 KV MANASPURI | 174086 | 33 KV BACHOTI
X0087060 | DLMS-Secure | 055 | TCPIP_DLMS | GSM | Feeder | 2461 | 202 | 11 KV BACHOTI | 174086 | 33 KV BACHOTI
X0087035 | DLMS-Secure | 055 | TCPIP_DLMS | GSM | Feeder | 2461 | 202 | 11 KV DIGRAS AG | 174101 | 33 KV DIGRAS
X0087031 | DLMS-Secure | 055 | TCPIP_DLMS | GSM | Feeder | 2461 | 201 | 11 KV DIGRAS GAOTHAN | 174101 | 33 KV DIGRAS
GTL00435 | DLMS-Secure | 055 | TCPIP_DLMS | GSM | Feeder | 2461 | 203 | 11 KV PANBHOSI | 174026 | 33 KV KANDHAR
X1082430 | DLMS-Secure | 055 | TCPIP_LnT_9600 | GSM | Feeder | 2461 | 202 | 11 KV PETHWADAJ | 174033 | 33 KV BARUL
X0401874 | DLMS-Secure | 055 | TCPIP_DLMS | GSM | Feeder | 2461 | 201 | 11 KV PHULWAL | 174070 | 33 KV PHULWAL
XE419550 | DLMS-Secure | 055 | TCPIP_DLMS | GSM | Feeder | 2461 | 204 | 11KV WATER SUPPLY EXPRESS | 174086 | 33 KV BACHOTI
GTL00538 | DLMS-Secure | 055 | TCPIP_DLMS | GSM | Feeder | 2461 | 203 | 11 KV MOHIJA AG | 174045 | 33 KV KURULA
X0401859 | DLMS-Secure | 055 | TCPIP_DLMS | GSM | Feeder | 2461 | 201 | 11 KV KURULA AG | 174045 | 33 KV KURULA
X1098035 | DLMS-Secure | 055 | TCPIP_DLMS | GSM | Feeder | 2461 | 204 | 11 KV BARUL | 174033 | 33 KV BARUL
X0398539 | DLMS-Secure | 055 | TCPIP_DLMS | GSM | Feeder | 2461 | 204 | 11 KV GONAR FEEDER | 174085 | 33 KV PETHWADAJ
X1951065 | DLMS-Secure | 055 | TCPIP_DLMS | GSM | Feeder | 2461 | 205 | 11 KV AMBULGA FEEDER | 174070 | 33 KV PHULWAL
X0994250 | DLMS-Secure | 055 | TCPIP_DLMS | GSM | Feeder | 2461 | 204 | 11 KV RUDRANI CONSTRUCTION EXPRESS | 174140 | 33/11KV HALDA SUB STATION
X0087054 | DLMS-Secure | 055 | TCPIP_DLMS | GSM | Feeder | 2461 | 201 | 11 KV DHARMAPURI | 174033 | 33 KV BARUL
17271545 | DLMS-LnT | 053 | TCPIP_DLMS | GSM | Feeder | 2461 | 201 | 11 KV PETHWADAJ | 174085 | 33 KV PETHWADAJ
17271538 | DLMS-LnT | 053 | TCPIP_DLMS | GSM | Feeder | 2461 | 202 | 11 KV WARWANT | 174085 | 33 KV PETHWADAJ
X0087019 | DLMS-Secure | 055 | TCPIP_DLMS | GSM | Feeder | 2461 | 202 | 11 KV KURULA GAOTHAN | 174045 | 33 KV KURULA
XD448324 | DLMS-Secure | 055 | TCPIP_DLMS | GSM | Feeder | 2461 | 201 | 11KV KANDHAR TOWN | 174149 | 33/11KV KANDHAR IPDS
XD453330 | DLMS-Secure | 055 | TCPIP_DLMS | GSM | Feeder | 2461 | 202 | 11KV HOSPITAL FEEDER | 174149 | 33/11KV KANDHAR IPDS
GTL00186 | DLMS-Secure | 055 | TCPIP_DLMS | GSM | Feeder | 2461 | 203 | 11 KV BAMNI | 174086 | 33 KV BACHOTI
GTL00487 | DLMS-Secure | 055 | TCPIP_DLMS | GSM | Feeder | 2461 | 203 | 11KV KATKALMBA | 174140 | 33/11KV HALDA SUB STATION
GTL00255 | DLMS-Secure | 055 | TCPIP_DLMS | GSM | Feeder | 2461 | 201 | 11KV CHIKHALI | 174140 | 33/11KV HALDA SUB STATION
GTL00282 | DLMS-Secure | 055 | TCPIP_DLMS | GSM | Feeder | 2461 | 202 | 11KV HALDA | 174140 | 33/11KV HALDA SUB STATION
GTL00279 | DLMS-Secure | 055 | TCPIP_DLMS | GSM | Feeder | 2461 | 204 | 11 KV GOLEGAON | 174026 | 33 KV KANDHAR
07429486 | LnT | 053 | TCPIP_LNT | GSM | Feeder | 2461 | 202 | 11 KV GHODAJ | 174026 | 33 KV KANDHAR
MSE75675 | Secure | 055 | TCPIP_Secure | GSM | Feeder | 2461 | 202 | 11 KV HARBAL | 174070 | 33 KV PHULWAL
MSE75672 | Secure | 055 | TCPIP_Secure | GSM | Feeder | 2461 | 203 | 11 KV PANSHEWADI | 174070 | 33 KV PHULWAL
X1951068 | DLMS-Secure | 055 | TCPIP_DLMS | GSM | Feeder | 2461 | 206 | 11 KV WAKHRAD FEEDER | 174070 | 33 KV PHULWAL
X1951067 | DLMS-Secure | 055 | TCPIP_DLMS | GSM | Feeder | 2461 | 204 | 11 KV PHULWAL MIDC FEEDER | 174070 | 33 KV PHULWAL
MSE75768 | Secure | 055 | TCPIP_Secure | GSM | Feeder | 2453 | 204 | Limboti Dam Express | 174064 | 33 KV MALAKOLI
17103861 | LnT | 053 | TCPIP_LnT_9600 | GSM | Feeder | 2453 | 204 | 11 KV KANDHAR EXPRESS WATER WORKS | 174129 | 33 KV MALEGAON YATRA
16011561 | LnT | 053 | TCPIP_LnT_9600 | GSM | Feeder | 2453 | 202 | 11 KV BORGAON AGP FEEDER | 174133 | 33/11 KV KIWALA STN
16011566 | LnT | 053 | TCPIP_LnT_9600 | GSM | Feeder | 2453 | 203 | 11 KV DHAKANI AGP FEEDER | 174133 | 33/11 KV KIWALA STN
16011587 | LnT | 053 | TCPIP_LnT_9600 | GSM | Feeder | 2453 | 203 | 11 KV BERLI | 174146 | 33 KV SAWARGAON (N)
16011583 | LnT | 053 | TCPIP_LnT_9600 | GSM | Feeder | 2453 | 205 | 11KV WALKI | 174039 | 33 KV KAPSI
07429428 | LnT | 053 | TCPIP_LNT | GSM | Feeder | 2453 | 201 | SONKHED GAOTHAN | 174052 | 33 KV SONKHED
MSE75770 | Secure | 055 | TCPIP_Secure | GSM | Feeder | 2453 | 201 | KAPSI | 174039 | 33 KV KAPSI
X0087053 | DLMS-Secure | 055 | TCPIP_DLMS | GSM | Feeder | 2453 | 201 | JANAPURI | 174089 | 33 KV WADEPURI
18206073 | DLMS-LnT | 053 | TCPIP_DLMS | GSM | Feeder | 2453 | 204 | JAWALA | 174087 | 33 KV MOHANPURA
X0087051 | DLMS-Secure | 055 | TCPIP_DLMS | GSM | Feeder | 2453 | 203 | RATNESHWARI GAOTHAN | 174089 | 33 KV WADEPURI
X1943618 | DLMS-Secure | 055 | TCPIP_DLMS | GSM | Feeder | 2453 | 206 | 11 KV PIMPRANWADI SOLAR BAY-2 | 174052 | 33 KV SONKHED
X1943620 | DLMS-Secure | 055 | TCPIP_DLMS | GSM | Feeder | 2453 | 205 | 11 KV PIMPRANWADI SOLAR BAY-1 | 174052 | 33 KV SONKHED
08026964 | DLMS-Genus | 065 | TCPIP_DLMS | GSM | Feeder | 2453 | 201 | MALAKOLI | 174064 | 33 KV MALAKOLI
08023628 | DLMS-Genus | 065 | TCPIP_DLMS | GSM | Feeder | 2453 | 201 | GOLEGAON AG | 174051 | 33 KV SHIRADHON
08023626 | DLMS-Genus | 065 | TCPIP_DLMS | GSM | Feeder | 2453 | 204 | 11 KV EXPRESS - LIS SHIRADHON | 174051 | 33 KV SHIRADHON
X1750536 | DLMS-Secure | 055 | TCPIP_DLMS | GSM | Feeder | 2453 | 204 | 11 KV BALAJI MINING EXPRESS FEEDER | 174155 | 33/11 KV KAREGAON STN
XD448323 | DLMS-Secure | 055 | TCPIP_DLMS | GSM | Feeder | 2453 | 202 | 11 KV PARDI FEEDER | 174155 | 33/11 KV KAREGAON STN
XD448328 | DLMS-Secure | 055 | TCPIP_DLMS | GSM | Feeder | 2453 | 201 | 11 K V KAREGAON FEEDER | 174155 | 33/11 KV KAREGAON STN
X2036386 | DLMS-Secure | 055 | TCPIP_DLMS | GSM | Feeder | 2453 | 202 | 11 KV WAKA FEEDER | 174167 | 33/11 KV HATNI SUBSTATION
X1246841 | DLMS-Secure | 055 | TCPIP_DLMS | GSM | Feeder | 2453 | 203 | ASHTUR | 174064 | 33 KV MALAKOLI
15107715 | LnT | 053 | TCPIP_LnT_9600 | GSM | Feeder | 2453 | 205 | 11 KV KIWALA LIS EXPRESS | 174089 | 33 KV WADEPURI
X0086905 | DLMS-Secure | 055 | TCPIP_DLMS | GSM | Feeder | 2453 | 203 | Betsangavi Agri | 174087 | 33 KV MOHANPURA
X0087055 | DLMS-Secure | 055 | TCPIP_DLMS | GSM | Feeder | 2453 | 201 | MOHANPURA GAOTHAN | 174087 | 33 KV MOHANPURA
X0087052 | DLMS-Secure | 055 | TCPIP_DLMS | GSM | Feeder | 2453 | 202 | Wahegaon Agri | 174087 | 33 KV MOHANPURA
X0087032 | DLMS-Secure | 055 | TCPIP_DLMS | GSM | Feeder | 2453 | 202 | WADEPURI | 174089 | 33 KV WADEPURI
XG496747 | DLMS-Secure | 055 | TCPIP_DLMS | GSM | Feeder | 2453 | 205 | 11 KV SAI METAL STONE EXPRESS | 174064 | 33 KV MALAKOLI
17271544 | DLMS-LnT | 053 | TCPIP_DLMS | GSM | Feeder | 2453 | 201 | PENUR | 174075 | 33 KV PENUR
18206083 | DLMS-LnT | 053 | TCPIP_DLMS | GSM | Feeder | 2453 | 201 | KALAMBAR | 174017 | 33 KV KALAMBAR
08026960 | DLMS-Genus | 065 | TCPIP_DLMS | GSM | Feeder | 2453 | 203 | ASHTUR | 174064 | 33 KV MALAKOLI
08026968 | DLMS-Genus | 065 | TCPIP_DLMS | GSM | Feeder | 2453 | 204 | 11 KV PRATCHETT EXPRESS FEEDER | 174089 | 33 KV WADEPURI
X0087046 | DLMS-Secure | 055 | TCPIP_DLMS | GSM | Feeder | 2453 | 202 | PANGRA | 174017 | 33 KV KALAMBAR
X0087050 | DLMS-Secure | 055 | TCPIP_DLMS | GSM | Feeder | 2453 | 204 | DAPSHED FEEDER | 174052 | 33 KV SONKHED
X0086902 | DLMS-Secure | 055 | TCPIP_DLMS | GSM | Feeder | 2453 | 202 | SHEVADI | 174052 | 33 KV SONKHED
X0087047 | DLMS-Secure | 055 | TCPIP_DLMS | GSM | Feeder | 2453 | 201 | 11 KV BALAJI MANDIR TOWN | 174008 | 33 KV LOHA
GTL52731 | DLMS-Secure | 055 | TCPIP_DLMS | GSM | Feeder | 2453 | 206 | 11 KV GAOTHAN FEEDER | 174051 | 33 KV SHIRADHON
GTL52738 | DLMS-Secure | 055 | TCPIP_DLMS | GSM | Feeder | 2453 | 207 | TELANGWADI GAOTHAN | 174051 | 33 KV SHIRADHON
16002880 | LnT | 053 | TCPIP_LnT_9600 | GSM | Feeder | 2453 | 207 | SUNEGAON | 174008 | 33 KV LOHA
16011663 | LnT | 053 | TCPIP_LnT_9600 | GSM | Feeder | 2453 | 203 | 11KV GAOUNDGAON | 174129 | 33 KV MALEGAON YATRA
08016978 | LnT | 053 | TCPIP_LNT | GSM | Feeder | 2453 | 204 | ALEGAON | 174017 | 33 KV KALAMBAR
08016899 | LnT | 053 | TCPIP_LNT | GSM | Feeder | 2453 | 203 | 11 KV TELKI | 174017 | 33 KV KALAMBAR
08016924 | LnT | 053 | TCPIP_LNT | GSM | Feeder | 2453 | 202 | 11 KV SHANI MANDIR TOWN | 174008 | 33 KV LOHA
16011664 | LnT | 053 | TCPIP_LnT_9600 | GSM | Feeder | 2453 | 206 | KAREGAON | 174008 | 33 KV LOHA
08016951 | LnT | 053 | TCPIP_LNT | GSM | Feeder | 2453 | 203 | RAIWADI (OLD KAREGAON) | 174008 | 33 KV LOHA
XD453315 | DLMS-Secure | 055 | TCPIP_DLMS | GSM | Feeder | 2453 | 203 | 11 KV KHADAKMANJARI FEEDER | 174155 | 33/11 KV KAREGAON STN
X0086904 | DLMS-Secure | 055 | TCPIP_DLMS | GSM | Feeder | 2453 | 203 | Godawari Ag Feeder | 174075 | 33 KV PENUR
14033703 | LnT | 053 | TCPIP_LnT_9600 | GSM | Feeder | 2453 | 202 | ANTESHWAR | 174075 | 33 KV PENUR
14195011 | LnT | 053 | TCPIP_LnT_9600 | GSM | Feeder | 2453 | 401 | LIS DERLA (33 KV EXPRESS FEEDER) | 174089 | 33 KV WADEPURI
16011572 | LnT | 053 | TCPIP_LnT_9600 | GSM | Feeder | 2453 | 206 | 11KV GOLEGAON | 174039 | 33 KV KAPSI
MSE75599 | Secure | 055 | TCPIP_Secure | GSM | Feeder | 2453 | 205 | OSMANNAGAR AG | 174051 | 33 KV SHIRADHON
MSE75600 | Secure | 055 | TCPIP_Secure | GSM | Feeder | 2453 | 203 | JOSHISANGVI AG | 174051 | 33 KV SHIRADHON
MSE75598 | Secure | 055 | TCPIP_Secure | GSM | Feeder | 2453 | 202 | SHIRADHON AG | 174051 | 33 KV SHIRADHON
16011590 | LnT | 053 | TCPIP_LnT_9600 | GSM | Feeder | 2453 | 202 | 11 KV Malegaon(Yatra) | 174129 | 33 KV MALEGAON YATRA
15107747 | LnT | 053 | TCPIP_LnT_9600 | GSM | Feeder | 2453 | 201 | 11KV Nehru Nagar | 174129 | 33 KV MALEGAON YATRA
X2036388 | DLMS-Secure | 055 | TCPIP_DLMS | GSM | Feeder | 2453 | 201 | 11 KV YELI FEEDER | 174167 | 33/11 KV HATNI SUBSTATION
16011578 | LnT | 053 | TCPIP_LnT_9600 | GSM | Feeder | 2453 | 201 | 11 KV KIWLA GAOTHAN | 174133 | 33/11 KV KIWALA STN
MSE75767 | Secure | 055 | TCPIP_Secure | GSM | Feeder | 2453 | 202 | LANDGEWADI | 174064 | 33 KV MALAKOLI
X1092859 | DLMS-Secure | 055 | TCPIP_DLMS | GSM | Feeder | 4791 | 201 | 11 KV AMRABAD GAOTHAN | 174132 | 33/11 KV AMRABAD(BARASGAON)
MSE75706 | Secure | 055 | TCPIP_Secure | GSM | Feeder | 4791 | 201 | 11 KV VAIJAPUR PARDI | 174081 | 33KV NIWGHA
X1092842 | DLMS-Secure | 055 | TCPIP_DLMS | GSM | Feeder | 4791 | 203 | 11 KV BARASGAON AG | 174132 | 33/11 KV AMRABAD(BARASGAON)
X1092858 | DLMS-Secure | 055 | TCPIP_DLMS | GSM | Feeder | 4791 | 202 | 11KV AMRABAD AG | 174132 | 33/11 KV AMRABAD(BARASGAON)
X0086910 | DLMS-Secure | 055 | TCPIP_DLMS | GSM | Feeder | 4791 | 207 | 11KV GAOTHAN FEEDER | 174108 | 33 KV MALKAUTHA
X1092863 | DLMS-Secure | 055 | TCPIP_DLMS | GSM | Feeder | 4791 | 205 | CHIKALA | 174108 | 33 KV MALKAUTHA
X1092905 | DLMS-Secure | 055 | TCPIP_DLMS | GSM | Feeder | 4791 | 204 | DAREGAON AG | 174108 | 33 KV MALKAUTHA
XD453314 | DLMS-Secure | 055 | TCPIP_DLMS | GSM | Feeder | 4791 | 204 | 11KV DONGAON | 174022 | 33 KV MUDKHED
18206074 | DLMS-LnT | 053 | TCPIP_DLMS | GSM | Feeder | 4791 | 203 | BARAD GAONTHAN | 174024 | 33 KV BARAD
X0087034 | DLMS-Secure | 055 | TCPIP_DLMS | GSM | Feeder | 4791 | 205 | BARAD AG | 174024 | 33 KV BARAD
00310596 | DLMS-HPL | 076 | TCPIP_DLMS | GSM | Feeder | 4791 | 205 | 11KV CRPF EXPRESS FEEDER | 174022 | 33 KV MUDKHED
08026969 | DLMS-Genus | 065 | TCPIP_DLMS | GSM | Feeder | 4791 | 202 | 11 KV MALKAUTHA AG FEEDER | 174108 | 33 KV MALKAUTHA
X0087068 | DLMS-Secure | 055 | TCPIP_DLMS | GSM | Feeder | 4791 | 201 | 11 KV MAHATI AG FEEDER | 174108 | 33 KV MALKAUTHA
GTL52721 | DLMS-Secure | 055 | TCPIP_DLMS | GSM | Feeder | 4791 | 205 | NIWGHA GAONTHAN | 174081 | 33KV NIWGHA
GTL00508 | DLMS-Secure | 055 | TCPIP_DLMS | GSM | Feeder | 4791 | 204 | NIWGHA AG | 174081 | 33KV NIWGHA
X1237178 | DLMS-Secure | 055 | TCPIP_DLMS | GSM | Feeder | 4791 | 206 | M/S SHREE KASHIVISHWANATH EXPRESS FEEDER | 174022 | 33 KV MUDKHED
16011607 | LnT | 053 | TCPIP_LnT_9600 | GSM | Feeder | 4791 | 207 | DONGARGAON AG | 174024 | 33 KV BARAD
03004100 | Genus | 065 | TCPIP_Genus | GSM | Feeder | 4791 | 202 | 11KV BARASGAON | 174024 | 33 KV BARAD
16011582 | LnT | 053 | TCPIP_LnT_9600 | GSM | Feeder | 4791 | 206 | 11KV AMBEGAON FEEDER | 174024 | 33 KV BARAD
18206072 | DLMS-LnT | 053 | TCPIP_DLMS | GSM | Feeder | 4791 | 202 | 11 KV RAJWADI AG | 174081 | 33KV NIWGHA
16002851 | LnT | 053 | TCPIP_LnT_9600 | GSM | Feeder | 4791 | 206 | 11 KV KAMLAJ AG FEEDER | 174108 | 33 KV MALKAUTHA
X0086903 | DLMS-Secure | 055 | TCPIP_DLMS | GSM | Feeder | 4791 | 203 | 11 KV ROHIPIMPALGAON | 174108 | 33 KV MALKAUTHA
18206075 | DLMS-LnT | 053 | TCPIP_DLMS | GSM | Feeder | 4791 | 201 | NAGELI | 174024 | 33 KV BARAD
X0402554 | DLMS-Secure | 055 | TCPIP_DLMS | GSM | Feeder | 4791 | 204 | SHEMBOLI | 174024 | 33 KV BARAD
XD453324 | DLMS-Secure | 055 | TCPIP_DLMS | GSM | Feeder | 4791 | 202 | 11KV MENDAKA | 174022 | 33 KV MUDKHED
X0086907 | DLMS-Secure | 055 | TCPIP_DLMS | GSM | Feeder | 4791 | 203 | 11KV IZALI | 174022 | 33 KV MUDKHED
MSE75870 | Secure | 055 | TCPIP_Secure | GSM | Feeder | 4791 | 203 | 11 KV KHAMBAL FEEDER | 174081 | 33KV NIWGHA
XD453338 | DLMS-Secure | 055 | TCPIP_DLMS | GSM | Feeder | 4791 | 201 | 11KV MUDKHED TOWN | 174022 | 33 KV MUDKHED
00310629 | DLMS-HPL | 076 | TCPIP_DLMS | GSM | Feeder | 2437 | 201 | LAHAN | 174040 | 33 kv LAHAN substation
08189528 | LnT | 053 | TCPIP_LNT | GSM | Feeder | 2437 | 203 | LONI | 174040 | 33 kv LAHAN substation
X0087056 | DLMS-Secure | 055 | TCPIP_DLMS | GSM | Feeder | 2437 | 201 | PARDI (M) | 174088 | 33 kV SUB-STATION PARDI (M)
X1603065 | DLMS-Secure | 055 | TCPIP_DLMS | GSM | Feeder | 2437 | 206 | 11 KV WW EXPRESS CHIEF OFFICER ARDHAPUR | 174010 | 33 KV ARDHAPUR
X1082418 | DLMS-Secure | 055 | TCPIP_DLMS | GSM | Feeder | 2437 | 201 | ARDHAPUR | 174010 | 33 KV ARDHAPUR
X1092809 | DLMS-Secure | 055 | TCPIP_DLMS | GSM | Feeder | 2437 | 202 | CHABHARA | 174040 | 33 kv LAHAN substation
X1082419 | DLMS-Secure | 055 | TCPIP_DLMS | GSM | Feeder | 2437 | 203 | DEGAON (KD.) | 174031 | 33 KV MALEGAON
X1092893 | DLMS-Secure | 055 | TCPIP_DLMS | GSM | Feeder | 2437 | 201 | MALEGAON | 174031 | 33 KV MALEGAON
00467254 | DLMS-HPL | 076 | TCPIP_DLMS | GSM | Feeder | 2437 | 201 | KAMTHA (BK.) | 174105 | 33 KV KAMTHA (BK.)
X1951075 | DLMS-Secure | 055 | TCPIP_DLMS | GSM | Feeder | 2437 | 205 | 11KV CHORAMBA | 174088 | 33 kV SUB-STATION PARDI (M)
X1951076 | DLMS-Secure | 055 | TCPIP_DLMS | GSM | Feeder | 2437 | 206 | 11KV BHOGAON | 174088 | 33 kV SUB-STATION PARDI (M)
X1951074 | DLMS-Secure | 055 | TCPIP_DLMS | GSM | Feeder | 2437 | 204 | 11KV SHANI | 174088 | 33 kV SUB-STATION PARDI (M)
04579212 | DLMS-Genus | 065 | TCPIP_DLMS | GSM | Feeder | 2437 | 205 | NIRML COTTON & GINNING | 174010 | 33 KV ARDHAPUR
04579217 | DLMS-Genus | 065 | TCPIP_DLMS | GSM | Feeder | 2437 | 203 | 11 KV JAMROON FEEDER | 174147 | DABHAD SUB STATION
04579213 | DLMS-Genus | 065 | TCPIP_DLMS | GSM | Feeder | 2437 | 201 | 11 KV BABAPUR | 174147 | DABHAD SUB STATION
X0087059 | DLMS-Secure | 055 | TCPIP_DLMS | GSM | Feeder | 2437 | 204 | KASARKHEDA | 174031 | 33 KV MALEGAON
X0087063 | DLMS-Secure | 055 | TCPIP_DLMS | GSM | Feeder | 2437 | 202 | UMRI | 174031 | 33 KV MALEGAON
X0087061 | DLMS-Secure | 055 | TCPIP_DLMS | GSM | Feeder | 2437 | 202 | GANPUR | 174105 | 33 KV KAMTHA (BK.)
X0087057 | DLMS-Secure | 055 | TCPIP_DLMS | GSM | Feeder | 2437 | 203 | NANDUSA | 174105 | 33 KV KAMTHA (BK.)
08026970 | DLMS-Genus | 065 | TCPIP_DLMS | GSM | Feeder | 2437 | 203 | DELUB BK | 174088 | 33 kV SUB-STATION PARDI (M)
08026963 | DLMS-Genus | 065 | TCPIP_DLMS | GSM | Feeder | 2437 | 204 | 11KV SONALA | 174040 | 33 kv LAHAN substation
X0087038 | DLMS-Secure | 055 | TCPIP_DLMS | GSM | Feeder | 2437 | 203 | Dabhad-II | 174010 | 33 KV ARDHAPUR
X0087039 | DLMS-Secure | 055 | TCPIP_DLMS | GSM | Feeder | 2437 | 202 | DABHAD | 174010 | 33 KV ARDHAPUR
X0087037 | DLMS-Secure | 055 | TCPIP_DLMS | GSM | Feeder | 2437 | 204 | MENDHALA | 174010 | 33 KV ARDHAPUR
GTL00415 | DLMS-Secure | 055 | TCPIP_DLMS | GSM | Feeder | 2437 | 202 | 11KV BHALKI | 174141 | 33/11KV KASARKHED
GTL00274 | DLMS-Secure | 055 | TCPIP_DLMS | GSM | Feeder | 2437 | 202 | 11KV DABHAD\BHOKAR PHATA | 174147 | DABHAD SUB STATION
GTL00030 | DLMS-Secure | 055 | TCPIP_DLMS | GSM | Feeder | 2437 | 201 | 11KV NANDUSA 2 | 174141 | 33/11KV KASARKHED
GTL52848 | DLMS-Secure | 055 | TCPIP_DLMS | GSM | Feeder | 2437 | 203 | 11KV KASAKHEDA-II | 174141 | 33/11KV KASARKHED
X0087058 | DLMS-Secure | 055 | TCPIP_DLMS | GSM | Feeder | 2437 | 202 | CHORAMBA | 174088 | 33 kV SUB-STATION PARDI (M)
XC447193 | DLMS-Secure | 055 | TCPIP_DLMS | GSM | Feeder | 2321 | 207 | 11KV WAGDOAN AG | 204002 | 33KV POKHARANI STN
X0087138 | DLMS-Secure | 055 | TCPIP_DLMS | GSM | Feeder | 2321 | 202 | 11KV ZADGAON FEEDER | 204005 | 33KV SINGANAPUR
08026925 | DLMS-Genus | 065 | TCPIP_DLMS | GSM | Feeder | 2321 | 203 | AKASHAWANI EXP. | 204082 | 33KV Takali Kumbhkarn
08026918 | DLMS-Genus | 065 | TCPIP_DLMS | GSM | Feeder | 2321 | 204 | 11 KV SUCESS COTTON INDUSTRIAL FEEDER | 204082 | 33KV Takali Kumbhkarn
MSU10768 | Secure | 055 | TCPIP_Secure | GSM | Feeder | 2321 | 203 | 11KV BORWAND GT | 204002 | 33KV POKHARANI STN
03015442 | Genus | 065 | TCPIP_Genus | GSM | Feeder | 2321 | 201 | 11KV AASOLA AG | 204083 | 33KV TRADHARA (RAHATI)
03015449 | Genus | 065 | TCPIP_Genus | GSM | Feeder | 2321 | 202 | 11KV PIMPARI (D) AG | 204004 | 33 KV PIMPARI DESHAMUKH
13043157 | LnT | 053 | TCPIP_LnT_9600 | GSM | Feeder | 2321 | 207 | 11 KV DEVKRUPA INDUSTRIAL FEEDER | 204001 | 33 KV PEDGAON
08023670 | DLMS-Genus | 065 | TCPIP_DLMS | GSM | Feeder | 2321 | 201 | 11KV BABHALI AG | 204004 | 33 KV PIMPARI DESHAMUKH
X1356344 | Secure | 055 | TCPIP_Secure | GSM | Feeder | 2321 | 204 | 11 KV NEW BOBADE TAKLI | 204006 | 33KV BOBADE(TAKALI)
X1356345 | Secure | 055 | TCPIP_Secure | GSM | Feeder | 2321 | 206 | 11KV NEW PINGALI FEEDER | 204006 | 33KV BOBADE(TAKALI)
08023674 | DLMS-Genus | 065 | NON_AMR_MODEM | GSM | Feeder | 2321 | 202 | 11KV PEDGAON | 204001 | 33 KV PEDGAON
X2145552 | Secure | 055 | TCPIP_Secure | GSM | Feeder | 2321 | 201 | 11KV SAMASAPUR GAOTHAN | 204122 | 33/11 KV SAMASAPUR S/S
X2117543 | Secure | 055 | TCPIP_Secure | GSM | Feeder | 2321 | 202 | 11KV DHAR AG | 204122 | 33/11 KV SAMASAPUR S/S
X2145566 | Secure | 055 | TCPIP_Secure | GSM | Feeder | 2321 | 203 | 11KV NANDKHEDA AG | 204122 | 33/11 KV SAMASAPUR S/S
XC447192 | DLMS-Secure | 055 | TCPIP_DLMS | GSM | Feeder | 2321 | 206 | 11KV WADGAON GT | 204002 | 33KV POKHARANI STN
XH407651 | Secure | 055 | TCPIP_Secure | GSM | Feeder | 2321 | 201 | 11KV DHONDI-MALSONNA AG | 204003 | 33KV DAITHANA
X0087101 | DLMS-Secure | 055 | TCPIP_LnT_9600 | GSM | Feeder | 2321 | 206 | 11 KV NANDAPUR AG | 204007 | 33 KV ZARI
X0087139 | DLMS-Secure | 055 | TCPIP_DLMS | GSM | Feeder | 2321 | 201 | 11 KV TADPANGRI | 204005 | 33KV SINGANAPUR
X0087137 | DLMS-Secure | 055 | TCPIP_DLMS | GSM | Feeder | 2321 | 204 | 11KV DAMPURI | 204005 | 33KV SINGANAPUR
X0087136 | DLMS-Secure | 055 | TCPIP_DLMS | GSM | Feeder | 2321 | 203 | 11 KV KARKHANA AMADAPUR FEEDER | 204005 | 33KV SINGANAPUR
X0087103 | DLMS-Secure | 055 | TCPIP_DLMS | GSM | Feeder | 2321 | 205 | 11KV ZARI GAOTHAN | 204007 | 33 KV ZARI
14764269 | DLMS-LnT | 053 | TCPIP_DLMS | GSM | Feeder | 2321 | 202 | 11KV TAKALI | 204082 | 33KV Takali Kumbhkarn
14764266 | DLMS-LnT | 053 | TCPIP_DLMS | GSM | Feeder | 2321 | 201 | 11KV AARVI | 204082 | 33KV Takali Kumbhkarn
13376933 | DLMS-LnT | 053 | TCPIP_DLMS | GSM | Feeder | 2321 | 202 | BRAMHAPURI AG | 204081 | 33KV BRAMHPURI (SALAPURI)
13376934 | DLMS-LnT | 053 | TCPIP_DLMS | GSM | Feeder | 2321 | 201 | 11KV BHARASWADA AG | 204081 | 33KV BRAMHPURI (SALAPURI)
13376930 | DLMS-LnT | 053 | TCPIP_DLMS | GSM | Feeder | 2321 | 203 | 11KV BRAMHPURI GT | 204081 | 33KV BRAMHPURI (SALAPURI)
03015437 | Genus | 065 | TCPIP_Genus | GSM | Feeder | 2321 | 201 | 11 KV AMBETAKLI AG | 204002 | 33KV POKHARANI STN
16058656 | LnT | 053 | TCPIP_LnT_9600 | GSM | Feeder | 2321 | 201 | 11KV WADI AG | 204007 | 33 KV ZARI
16058648 | LnT | 053 | TCPIP_LnT_9600 | GSM | Feeder | 2321 | 204 | 11KV VENKATESHWARA GINNING INDUSTRIAL FEED | 204007 | 33 KV ZARI
14096174 | LnT | 053 | TCPIP_LnT_9600 | GSM | Feeder | 2321 | 203 | 11KV UMRI AG | 204084 | 33KV PIMPALGAON THOMBRE
14096163 | LnT | 053 | TCPIP_LnT_9600 | GSM | Feeder | 2321 | 201 | 11KV GAOTHAN PIMPALGAON UMRI | 204084 | 33KV PIMPALGAON THOMBRE
X0087192 | DLMS-Secure | 055 | TCPIP_DLMS | GSM | Feeder | 2321 | 202 | 11KV BORWAND AG | 204002 | 33KV POKHARANI STN
X0087102 | DLMS-Secure | 055 | TCPIP_DLMS | GSM | Feeder | 2321 | 202 | 11KV ZARI AG | 204007 | 33 KV ZARI
03015444 | Genus | 065 | TCPIP_Genus | GSM | Feeder | 2321 | 203 | 11KV BOBADE-T- GAOTHAN | 204006 | 33KV BOBADE(TAKALI)
03015443 | Genus | 065 | TCPIP_Genus | GSM | Feeder | 2321 | 201 | 11KV SADEGAON | 204006 | 33KV BOBADE(TAKALI)
X0400758 | DLMS-Secure | 055 | TCPIP_DLMS | GSM | Feeder | 2321 | 203 | 11KV PARAWA | 204071 | 33KV JAMB
X0400759 | DLMS-Secure | 055 | TCPIP_DLMS | GSM | Feeder | 2321 | 201 | 11KV JAMB | 204071 | 33KV JAMB
X0402610 | DLMS-Secure | 055 | TCPIP_DLMS | GSM | Feeder | 2321 | 204 | 11KV POKHARNI GT | 204002 | 33KV POKHARANI STN
18206092 | DLMS-LnT | 053 | TCPIP_DLMS | GSM | Feeder | 2321 | 205 | 11KV SHIRSHI FEEDER | 204005 | 33KV SINGANAPUR
18206095 | DLMS-LnT | 053 | TCPIP_DLMS | GSM | Feeder | 2321 | 205 | 11KV JAMB AG | 204001 | 33 KV PEDGAON
18206096 | DLMS-LnT | 053 | TCPIP_DLMS | GSM | Feeder | 2321 | 206 | 11KV HASNAPUR | 204001 | 33 KV PEDGAON
X0402607 | DLMS-Secure | 055 | TCPIP_DLMS | GSM | Feeder | 2321 | 201 | 11KV ALAND | 204001 | 33 KV PEDGAON
08023668 | DLMS-Genus | 065 | TCPIP_DLMS | GSM | Feeder | 2321 | 202 | 11KV TRIDHARA AG | 204083 | 33KV TRADHARA (RAHATI)
08023654 | DLMS-Genus | 065 | TCPIP_DLMS | GSM | Feeder | 2321 | 204 | 11KV TRIDHARA GAUTHAN | 204083 | 33KV TRADHARA (RAHATI)
08023675 | DLMS-Genus | 065 | TCPIP_DLMS | GSM | Feeder | 2321 | 204 | 11KV PIMPALAGAON | 204001 | 33 KV PEDGAON
X1356347 | Secure | 055 | TCPIP_DLMS | GSM | Feeder | 2321 | 208 | 11 KV SIGNAPUR NEW FEEDER | 204005 | 33KV SINGANAPUR
X1356348 | Secure | 055 | TCPIP_DLMS | GSM | Feeder | 2321 | 209 | 11 KV RAJ RAJESHWARI NEW IND FEEDER | 204005 | 33KV SINGANAPUR
X1356346 | Secure | 055 | TCPIP_DLMS | GSM | Feeder | 2321 | 210 | 11 KV LOHGAON NEW MIX FEEDER | 204005 | 33KV SINGANAPUR
X0721489 | DLMS-Secure | 055 | TCPIP_DLMS | GSM | Feeder | 2321 | 201 | 11 KV BRAMHANGAO FEEDER | 204107 | 33 KV BRAMHANGAO SUBSTATION
X0721472 | DLMS-Secure | 055 | TCPIP_DLMS | GSM | Feeder | 2321 | 202 | 11 KV NAGAPUR NARSAPUR FEEDER | 204107 | 33 KV BRAMHANGAO SUBSTATION
X0087104 | DLMS-Secure | 055 | TCPIP_DLMS | GSM | Feeder | 2321 | 202 | 11KV SONNA | 204071 | 33KV JAMB
XH407653 | Secure | 055 | TCPIP_Secure | GSM | Feeder | 2321 | 205 | MALSONNA AG | 204003 | 33KV DAITHANA
XC447191 | DLMS-Secure | 055 | TCPIP_DLMS | GSM | Feeder | 2321 | 205 | 11KV POKHARNI AG | 204002 | 33KV POKHARANI STN
08023671 | DLMS-Genus | 065 | TCPIP_DLMS | GSM | Feeder | 2321 | 203 | 11KV OMKAR GINNING INDUSTRIAL FEEDER | 204083 | 33KV TRADHARA (RAHATI)
05038713 | DLMS-HPL | 076 | TCPIP_HSPL | GSM | Feeder | 2321 | 202 | 11KV DAITHANA AG | 204003 | 33KV DAITHANA
05038712 | HPL | 076 | TCPIP_HSPL | GSM | Feeder | 2321 | 204 | DHONDI GAOTHAN | 204003 | 33KV DAITHANA
X1356351 | Secure | 055 | TCPIP_Secure | GSM | Feeder | 2321 | 205 | 11 KV NEW SADEGAON FEEDER | 204006 | 33KV BOBADE(TAKALI)
03016610 | Genus | 065 | TCPIP_Genus | GSM | Feeder | 2313 | 202 | 11 KV Indrstrial Feeder | 207002 | 132 KV Parbhani
00390247 | DLMS-HPL | 076 | TCPIP_DLMS | GSM | Feeder | 2313 | 201 | 11KV SAKHALA PLOT | 204057 | 33 KV MKV -1
03016607 | Genus | 065 | TCPIP_Genus | GSM | Feeder | 2313 | 203 | 11 KV TOWN II FEEDER | 207002 | 132 KV Parbhani
12010794 | LnT | 053 | TCPIP_LnT_9600 | GSM | Feeder | 2313 | 203 | 11 KV POLICE QUARTER | 204029 | 33 KV VIDYANAGAR
X0399616 | DLMS-Secure | 055 | TCPIP_DLMS | GSM | Feeder | 2313 | 206 | 11KV NANDKHEDA | 207002 | 132 KV Parbhani
X0087100 | DLMS-Secure | 055 | NON_AMR_MODEM | GSM | Feeder | 2313 | 203 | 11KV DHAR | 204061 | 33KV KHANDOBA
18058415 | DLMS-LnT | 053 | TCPIP_DLMS | GSM | Feeder | 2313 | 202 | 11KV ITI | 204070 | 33 KV DARGA
00390208 | DLMS-HPL | 076 | TCPIP_DLMS | GSM | Feeder | 2313 | 201 | 11 KV NATRAJ FEEDER | 204061 | 33KV KHANDOBA
12010790 | LnT | 053 | TCPIP_LnT_9600 | GSM | Feeder | 2313 | 206 | NEW ITI | 204070 | 33 KV DARGA
XG437278 | DLMS-Secure | 055 | TCPIP_DLMS | GSM | Feeder | 2313 | 204 | 11 KV MIDC FEEDER THE | 204030 | 33KV MIDC
XG476968 | DLMS-Secure | 055 | TCPIP_DLMS | GSM | Feeder | 2313 | 203 | 11KV PINGALI | 204030 | 33KV MIDC
XG437279 | DLMS-Secure | 055 | TCPIP_DLMS | GSM | Feeder | 2313 | 202 | 11KV SHIVAJI COLLEGE | 204030 | 33KV MIDC
X0087089 | DLMS-Secure | 055 | TCPIP_DLMS | GSM | Feeder | 2313 | 205 | 11KV RAJARANI | 204061 | 33KV KHANDOBA
X0087090 | DLMS-Secure | 055 | TCPIP_DLMS | GSM | Feeder | 2313 | 208 | 11 KV AMBIKA FEEDER | 204061 | 33KV KHANDOBA
X0087097 | DLMS-Secure | 055 | TCPIP_DLMS | GSM | Feeder | 2313 | 204 | 11 KV SARNATH FEEDER | 204061 | 33KV KHANDOBA
05038701 | DLMS-HPL | 076 | TCPIP_DLMS | GSM | Feeder | 2313 | 205 | 11KV LAXMI GINNING EXPRESS | 204030 | 33KV MIDC
X0087087 | DLMS-Secure | 055 | TCPIP_DLMS | GSM | Feeder | 2313 | 202 | 11 KV LOKMANYA NAGAR | 204061 | 33KV KHANDOBA
X0402608 | DLMS-Secure | 055 | TCPIP_DLMS | GSM | Feeder | 2313 | 203 | 11 KV MKV | 204069 | 33 KV MKV II
X0402621 | DLMS-Secure | 055 | TCPIP_DLMS | GSM | Feeder | 2313 | 201 | 11KV RAILAY STATION EXPRESS | 204069 | 33 KV MKV II
X0402620 | DLMS-Secure | 055 | TCPIP_DLMS | GSM | Feeder | 2313 | 202 | 11KV RAM KRISHNA AND | 204069 | 33 KV MKV II
X0402619 | DLMS-Secure | 055 | TCPIP_DLMS | GSM | Feeder | 2313 | 201 | 11KV DARGA ROAD | 204070 | 33 KV DARGA
X0402623 | DLMS-Secure | 055 | TCPIP_DLMS | GSM | Feeder | 2313 | 206 | 11KV WATER SUPPLY | 204030 | 33KV MIDC
X0087098 | DLMS-Secure | 055 | TCPIP_DLMS | GSM | Feeder | 2313 | 206 | 11 KV HUDCO FEEDER | 204061 | 33KV KHANDOBA
X0494501 | DLMS-Secure | 055 | TCPIP_DLMS | GSM | Feeder | 2313 | 205 | 11KV SEVAK NAGAR | 204029 | 33 KV VIDYANAGAR
X0494586 | DLMS-Secure | 055 | TCPIP_DLMS | GSM | Feeder | 2313 | 204 | 11 KV POST OFFICE | 204029 | 33 KV VIDYANAGAR
12484361 | LnT | 053 | TCPIP_LnT_9600 | GSM | Feeder | 2313 | 204 | 11 KV INDUSTRIAL NEW FEEDER | 204070 | 33 KV DARGA
12484375 | LnT | 053 | TCPIP_LnT_9600 | GSM | Feeder | 2313 | 205 | NEW SHAHU NAGAR FEEDER | 204070 | 33 KV DARGA
17103008 | LnT | 053 | TCPIP_LnT_9600 | GSM | Feeder | 2313 | 205 | 11KV G & P INDUSTRIAL FEEDER | 204057 | 33 KV MKV -1
17090559 | LnT | 053 | TCPIP_LnT_9600 | GSM | Feeder | 2313 | 204 | 11KV TARODA FEEDER | 204057 | 33 KV MKV -1
17103833 | LnT | 053 | TCPIP_LnT_9600 | GSM | Feeder | 2313 | 201 | 11 KV SUPER MARKET FEEDER | 204030 | 33KV MIDC
X0402622 | DLMS-Secure | 055 | TCPIP_DLMS | GSM | Feeder | 2313 | 207 | ADM-EXPRESS(MKV) | 204030 | 33KV MIDC
X0402618 | DLMS-Secure | 055 | TCPIP_DLMS | GSM | Feeder | 2313 | 203 | 11KV CIVIL HOSPITAL EXPRESS | 204070 | 33 KV DARGA
03016648 | Genus | 065 | TCPIP_Genus | GSM | Feeder | 2313 | 204 | 11 KV SHAHUNAGAR | 207002 | 132 KV Parbhani
X0721480 | DLMS-Secure | 055 | TCPIP_DLMS | GSM | Feeder | 2348 | 201 | 11 KV VITA | 204106 | 33/11 KV VITA SUBSTATION
X0087127 | DLMS-Secure | 055 | TCPIP_DLMS | GSM | Feeder | 2348 | 202 | 11KV UMRA | 204075 | 33/11 KV GUNJ
X0494570 | DLMS-Secure | 055 | TCPIP_DLMS | GSM | Feeder | 2348 | 207 | 11KV EXPRESS | 204012 | 33/11 KV PATHRI
X0087121 | DLMS-Secure | 055 | TCPIP_DLMS | GSM | Feeder | 2348 | 206 | 11KV HADGAON GFSS | 204025 | 33/11 KV HADGAON
X0087122 | DLMS-Secure | 055 | TCPIP_DLMS | GSM | Feeder | 2348 | 203 | 11KV MARDASGAON | 204025 | 33/11 KV HADGAON
13376904 | DLMS-LnT | 053 | TCPIP_DLMS | GSM | Feeder | 2348 | 202 | 11 KV GUNJ | 204090 | 33/11 KV BABHALGAON
13376902 | DLMS-LnT | 053 | TCPIP_DLMS | GSM | Feeder | 2348 | 203 | 11 KV LIMBA | 204090 | 33/11 KV BABHALGAON
00390214 | DLMS-HPL | 076 | TCPIP_DLMS | GSM | Feeder | 2348 | 208 | 11KV DHALEGAON | 204012 | 33/11 KV PATHRI
X0087119 | DLMS-Secure | 055 | TCPIP_DLMS | GSM | Feeder | 2348 | 203 | 11KV MUDGAL | 204091 | 33/11 KV WAGHALA
X0087118 | DLMS-Secure | 055 | TCPIP_DLMS | GSM | Feeder | 2348 | 204 | 11KV CHATE PIMPALGAON | 204091 | 33/11 KV WAGHALA
18206084 | DLMS-LnT | 053 | TCPIP_DLMS | GSM | Feeder | 2348 | 203 | 11KV ANDHAPURI | 204075 | 33/11 KV GUNJ
17103014 | LnT | 053 | TCPIP_LnT_9600 | GSM | Feeder | 2348 | 202 | 11 KV WADI | 204012 | 33/11 KV PATHRI
15007702 | LnT | 053 | TCPIP_LnT_9600 | GSM | Feeder | 2348 | 206 | 11 KV. DOKUPIMPRI | 204090 | 33/11 KV BABHALGAON
16047686 | LnT | 053 | TCPIP_LnT_9600 | GSM | Feeder | 2348 | 203 | RAMPURI-DHALEGAON | 204109 | 33/11 KV. RAMPURI-RATNESWAR
16002781 | LnT | 053 | TCPIP_LnT_9600 | GSM | Feeder | 2348 | 202 | 11 KV. EXPRESS | 204109 | 33/11 KV. RAMPURI-RATNESWAR
18206085 | DLMS-LnT | 053 | TCPIP_DLMS | GSM | Feeder | 2348 | 201 | 11KV GUNJ | 204075 | 33/11 KV GUNJ
XD413090 | DLMS-Secure | 055 | TCPIP_DLMS | GSM | Feeder | 2348 | 203 | 11 KV. BABULTAR | 204093 | 33/11 KV RENAPUR
XD414013 | DLMS-Secure | 055 | TCPIP_DLMS | GSM | Feeder | 2348 | 201 | 11 KV WAGHALA AG | 204091 | 33/11 KV WAGHALA
15010206 | LnT | 053 | TCPIP_LnT_9600 | GSM | Feeder | 2348 | 207 | NEW INFRA II WADI | 204025 | 33/11 KV HADGAON
15003631 | LnT | 053 | TCPIP_LnT_9600 | GSM | Feeder | 2348 | 202 | 11 KVA NATHRA AG | 204025 | 33/11 KV HADGAON
X0087123 | DLMS-Secure | 055 | TCPIP_DLMS | GSM | Feeder | 2348 | 201 | 11KV HADGAON AG | 204025 | 33/11 KV HADGAON
17090550 | LnT | 053 | TCPIP_LnT_9600 | GSM | Feeder | 2348 | 205 | 11 KV DEVNANDRA | 204012 | 33/11 KV PATHRI
08026919 | DLMS-Genus | 065 | TCPIP_DLMS | GSM | Feeder | 2348 | 201 | 11KV NATHRA | 204074 | 33/11 KV KASAPURI
15003627 | LnT | 053 | TCPIP_LnT_9600 | GSM | Feeder | 2348 | 204 | 11 KV TURA | 204090 | 33/11 KV BABHALGAON
16047691 | LnT | 053 | TCPIP_LnT_9600 | GSM | Feeder | 2348 | 201 | 11 KV. WADI | 204109 | 33/11 KV. RAMPURI-RATNESWAR
XC447153 | DLMS-Secure | 055 | TCPIP_DLMS | GSM | Feeder | 2348 | 203 | 11 KV. KASAPURI | 204074 | 33/11 KV KASAPURI
14096141 | LnT | 053 | TCPIP_LnT_9600 | GSM | Feeder | 2348 | 204 | 11KV GOPEGAON | 204025 | 33/11 KV HADGAON
XC447154 | DLMS-Secure | 055 | TCPIP_DLMS | GSM | Feeder | 2348 | 202 | 11KV PATHARGAVAN AG | 204074 | 33/11 KV KASAPURI
00390231 | DLMS-HPL | 076 | TCPIP_DLMS | GSM | Feeder | 2348 | 203 | 11KV PATHRI AG | 204012 | 33/11 KV PATHRI
X0494514 | DLMS-Secure | 055 | TCPIP_DLMS | GSM | Feeder | 2348 | 206 | 11 KV PATHRI-II | 204012 | 33/11 KV PATHRI
X0494593 | DLMS-Secure | 055 | TCPIP_DLMS | GSM | Feeder | 2348 | 201 | 11KV PATHRI 1 | 204012 | 33/11 KV PATHRI
XD413082 | DLMS-Secure | 055 | TCPIP_DLMS | GSM | Feeder | 2348 | 202 | 11 KV. POHETAKHALI | 204093 | 33/11 KV RENAPUR
XD413080 | DLMS-Secure | 055 | TCPIP_DLMS | GSM | Feeder | 2348 | 201 | 11 KV. RENAPUR | 204093 | 33/11 KV RENAPUR
X0086933 | DLMS-Secure | 055 | TCPIP_DLMS | GSM | Feeder | 2348 | 202 | 11 KV KEKARJAWALA | 204091 | 33/11 KV WAGHALA
05162833 | HPL | 076 | TCPIP_HSPL | GSM | Feeder | 2348 | 209 | 11KV ZARI EXPRESS | 204012 | 33/11 KV PATHRI
XD453556 | DLMS-Secure | 055 | TCPIP_LnT_9600 | GSM | Feeder | 7323 | 205 | 11KV AMRUT NAGAR | 204079 | PURNA URBAN-2
05162809 | DLMS-HPL | 076 | TCPIP_DLMS | GSM | Feeder | 7323 | 201 | 11KV MATEGAON GFSS FEEDER | 204040 | MATEGAON
14764264 | DLMS-LnT | 053 | TCPIP_DLMS | GSM | Feeder | 7323 | 204 | 11KV NAWAKI AG | 204040 | MATEGAON
14764265 | DLMS-LnT | 053 | TCPIP_DLMS | GSM | Feeder | 7323 | 202 | 11KV MATEGAON AG | 204040 | MATEGAON
X0087134 | DLMS-Secure | 055 | TCPIP_DLMS | GSM | Feeder | 7323 | 203 | 11KV PENOOR FEEDER | 204054 | KAWALGAON
X0087114 | DLMS-Secure | 055 | TCPIP_DLMS | GSM | Feeder | 7323 | 202 | 11KV GOUR FEEDER | 204015 | 33KV CHUDAWA
X0087115 | DLMS-Secure | 055 | TCPIP_DLMS | GSM | Feeder | 7323 | 201 | 11KV CHUDAWA FEEDER | 204015 | 33KV CHUDAWA
05162831 | DLMS-HPL | 076 | TCPIP_LnT_9600 | GSM | Feeder | 7323 | 201 | 11KV KAWALGAON FEEDER | 204054 | KAWALGAON
05038723 | DLMS-HPL | 076 | TCPIP_DLMS | GSM | Feeder | 7323 | 201 | 11KV KOLIWADA FEEDER (PURNA TOWN) | 204079 | PURNA URBAN-2
X0087113 | DLMS-Secure | 055 | TCPIP_DLMS | GSM | Feeder | 7323 | 203 | 11KV HIVRA FEEDER | 204015 | 33KV CHUDAWA
X0087112 | DLMS-Secure | 055 | TCPIP_DLMS | GSM | Feeder | 7323 | 204 | 11KV SONNA FEEDER | 204015 | 33KV CHUDAWA
16011565 | LnT | 053 | NON_AMR_MODEM | GSM | Feeder | 7323 | 203 | 11 KV AG-2 FEEDER | 204112 | 33 KV BANEGAON SUBSTATION
17103017 | DLMS-LnT | 053 | TCPIP_DLMS | GSM | Feeder | 7323 | 207 | 11KV NEELA GFSS FEEDER | 204019 | PURNA URBAN
17103011 | DLMS-LnT | 053 | TCPIP_DLMS | GSM | Feeder | 7323 | 204 | 11KV NEELA AG | 204019 | PURNA URBAN
13078272 | LnT | 053 | TCPIP_LnT_9600 | GSM | Feeder | 7323 | 204 | 11KV EXPRESS VAIBHAV JINNING | 204079 | PURNA URBAN-2
08023669 | DLMS-Genus | 065 | TCPIP_DLMS | GSM | Feeder | 7323 | 201 | 11KV TADKALAS GFSS FEEDER | 204052 | TADKALAS
08023673 | DLMS-Genus | 065 | TCPIP_DLMS | GSM | Feeder | 7323 | 202 | 11KV TADKALAS NEW AG FEEDER | 204052 | TADKALAS
XC439862 | DLMS-Secure | 055 | TCPIP_DLMS | GSM | Feeder | 7323 | 202 | 11KV KANTESHWAR AG FEEDER | 207013 | 33 KV SARANGI
XC439872 | DLMS-Secure | 055 | TCPIP_DLMS | GSM | Feeder | 7323 | 203 | 11 KV GAOTHAN FEEDER | 207013 | 33 KV SARANGI
XD413065 | DLMS-Secure | 055 | TCPIP_DLMS | GSM | Feeder | 7323 | 201 | 11 KV DHANGAR TAKLI AG | 207013 | 33 KV SARANGI
X0853478 | DLMS-Secure | 055 | TCPIP_LnT_9600 | GSM | Feeder | 7323 | 202 | 11 KV ANAND NAGAR (PURNA TOWN) | 204079 | PURNA URBAN-2
07427886 | LnT | 053 | TCPIP_LNT | GSM | Feeder | 7323 | 201 | 11KV WAZOOR | 204014 | 33KV WAZOOR
18206102 | DLMS-LnT | 053 | TCPIP_DLMS | GSM | Feeder | 7323 | 201 | 11KV PIMPLA(L) | 204078 | 33KV PIMPLA (L)
17090561 | LnT | 053 | TCPIP_DLMS | GSM | Feeder | 7323 | 205 | 11KV BARBADI AG | 204019 | PURNA URBAN
XD414024 | DLMS-Secure | 055 | TCPIP_DLMS | GSM | Feeder | 7323 | 203 | 11KV PANGRA FEEDER | 204078 | 33KV PIMPLA (L)
XD414022 | DLMS-Secure | 055 | TCPIP_DLMS | GSM | Feeder | 7323 | 203 | KATNESHWAR GAOTHAN | 204016 | 33KV KATNESHWAR
03015431 | Genus | 065 | TCPIP_Genus | GSM | Feeder | 7323 | 209 | 11KV RAILWAY EXPRESS | 204019 | PURNA URBAN
X0853467 | DLMS-Secure | 055 | TCPIP_DLMS | GSM | Feeder | 7323 | 203 | 11 KV SUKI AG.FEEDER | 204079 | PURNA URBAN-2
18206100 | DLMS-LnT | 053 | TCPIP_DLMS | GSM | Feeder | 7323 | 202 | 11KV WAI FEEDER | 204078 | 33KV PIMPLA (L)
X0853472 | DLMS-Secure | 055 | TCPIP_DLMS | GSM | Feeder | 7323 | 201 | 11KV BUS STAND | 204019 | PURNA URBAN
X0853492 | DLMS-Secure | 055 | TCPIP_DLMS | GSM | Feeder | 7323 | 202 | 11KV RAILWAY OLD | 204019 | PURNA URBAN
05162798 | DLMS-HPL | 076 | TCPIP_DLMS | GSM | Feeder | 7323 | 203 | 11KV AHERWADI AG | 204040 | MATEGAON
X0087130 | DLMS-Secure | 055 | TCPIP_DLMS | GSM | Feeder | 7323 | 202 | 11KV LIMLA FEEDER | 204014 | 33KV WAZOOR
X0087183 | DLMS-Secure | 055 | TCPIP_DLMS | GSM | Feeder | 2330 | 201 | 11 KV MAKHANI MIX FEEDER | 204039 | 33 KV KODRI S/S
X0087189 | DLMS-Secure | 055 | TCPIP_DLMS | GSM | Feeder | 2330 | 201 | 11 KV MARDASGAON | 204038 | 33 KV MARDASGAON S/S
X0087190 | DLMS-Secure | 055 | TCPIP_DLMS | GSM | Feeder | 2330 | 205 | 11 KV BHANDARI EXPRESS | 204038 | 33 KV MARDASGAON S/S
03015447 | Genus | 065 | TCPIP_Genus | GSM | Feeder | 2330 | 203 | 11 KV MARDASGAON AG | 204038 | 33 KV MARDASGAON S/S
X0087188 | DLMS-Secure | 055 | TCPIP_DLMS | GSM | Feeder | 2330 | 202 | 11 KV RAORAJOR | 204038 | 33 KV MARDASGAON S/S
00390228 | DLMS-HPL | 076 | TCPIP_DLMS | GSM | Feeder | 2330 | 201 | 11 KV GANGKHED TOWN 1 | 204011 | 33 KV GANGKHED S/S
00390241 | DLMS-HPL | 076 | TCPIP_DLMS | GSM | Feeder | 2330 | 204 | 11 KV KODRI | 204011 | 33 KV GANGKHED S/S
00390244 | DLMS-HPL | 076 | TCPIP_DLMS | GSM | Feeder | 2330 | 207 | 11 KV PRASD FIBER | 204011 | 33 KV GANGKHED S/S
00390230 | DLMS-HPL | 076 | TCPIP_DLMS | GSM | Feeder | 2330 | 202 | 11 KV GANGKHED TOWN 2 | 204011 | 33 KV GANGKHED S/S
00390226 | DLMS-HPL | 076 | TCPIP_DLMS | GSM | Feeder | 2330 | 208 | 11KV WATER WORKS EXPRESS | 204011 | 33 KV GANGKHED S/S
17103858 | LnT | 053 | TCPIP_LnT_9600 | GSM | Feeder | 2330 | 206 | 11 KV RAILWAY STATION | 204011 | 33 KV GANGKHED S/S
X0087186 | DLMS-Secure | 055 | TCPIP_DLMS | GSM | Feeder | 2330 | 201 | ISSAD | 204095 | 33 KV ISSAD S/S
X0087181 | DLMS-Secure | 055 | TCPIP_DLMS | GSM | Feeder | 2330 | 202 | LIMBEWADI | 204095 | 33 KV ISSAD S/S
X0087158 | DLMS-Secure | 055 | TCPIP_DLMS | GSM | Feeder | 2330 | 203 | 11 KV RANI SAWARGAON | 204036 | 33 KV RANISAWARGAON S/S
00308528 | DLMS-HPL | 076 | TCPIP_DLMS | GSM | Feeder | 2330 | 201 | 11 KV KHANDALI | 204036 | 33 KV RANISAWARGAON S/S
17271477 | DLMS-LnT | 053 | TCPIP_DLMS | GSM | Feeder | 2330 | 202 | 11 KV GOULWADI | 204036 | 33 KV RANISAWARGAON S/S
XC439849 | DLMS-Secure | 055 | TCPIP_DLMS | GSM | Feeder | 2330 | 203 | 11 KV SELMUHA | 204039 | 33 KV KODRI S/S
15094024 | LnT | 053 | TCPIP_LnT_9600 | GSM | Feeder | 2330 | 206 | BALAJI AGRO EXPRESS FEEDER | 204038 | 33 KV MARDASGAON S/S
08024419 | DLMS-Genus | 065 | TCPIP_DLMS | GSM | Feeder | 2330 | 203 | 11 KV MIDC FEEDER | 204097 | 33 KV MIDC S/S GANGAKHED
08024417 | DLMS-Genus | 065 | TCPIP_DLMS | GSM | Feeder | 2330 | 201 | 11 KV NEW TOWN GANGAKHED | 204097 | 33 KV MIDC S/S GANGAKHED
XD413107 | DLMS-Secure | 055 | TCPIP_DLMS | GSM | Feeder | 2330 | 201 | 11 KV ZOLA | 204101 | PIMPARI ZOLA
X0087303 | DLMS-Secure | 055 | TCPIP_DLMS | GSM | Feeder | 2330 | 406 | 33 KV GHODAVAT HT CONSUMER | 207006 | 132 KV S/S GANGAKHED
X0853475 | DLMS-Secure | 055 | TCPIP_DLMS | GSM | Feeder | 2330 | 202 | 11 KV MARGALWADI FEEDER | 204097 | 33 KV MIDC S/S GANGAKHED
XC439845 | DLMS-Secure | 055 | TCPIP_DLMS | GSM | Feeder | 2330 | 204 | 11 KV KODRI GAONTHAN | 204039 | 33 KV KODRI S/S
X0087187 | DLMS-Secure | 055 | TCPIP_DLMS | GSM | Feeder | 2330 | 204 | 11 KV RAORAJUR AG | 204038 | 33 KV MARDASGAON S/S
17271479 | DLMS-LnT | 053 | TCPIP_DLMS | GSM | Feeder | 2330 | 202 | KHALI MIX FEEDER | 204096 | 33 KV MAHATPURI S/S
17271475 | DLMS-LnT | 053 | TCPIP_DLMS | GSM | Feeder | 2330 | 203 | MAHATPURI AG | 204096 | 33 KV MAHATPURI S/S
17271476 | DLMS-LnT | 053 | TCPIP_DLMS | GSM | Feeder | 2330 | 201 | MAHATPURI GAOTHAN | 204096 | 33 KV MAHATPURI S/S
XC447163 | DLMS-Secure | 055 | TCPIP_DLMS | GSM | Feeder | 2330 | 205 | 11 KV MAKHANI GAONTHAN | 204039 | 33 KV KODRI S/S
Y0579045 | DLMS-Secure | 055 | TCPIP_DLMS | GSM | Feeder | 2330 | 412 | 132 KV FLEXIRURAL URJA JALGAON LTD SOLAR | 207006 | 132 KV S/S GANGAKHED
Y0579041 | DLMS-Secure | 055 | TCPIP_DLMS | GSM | Feeder | 2330 | 411 | 132 KV MH PARBHANI POWER PVT LTD SOLAR | 207006 | 132 KV S/S GANGAKHED
XD413095 | DLMS-Secure | 055 | TCPIP_DLMS | GSM | Feeder | 2330 | 202 | 11 KV MASLA | 204101 | PIMPARI ZOLA
XD413093 | DLMS-Secure | 055 | TCPIP_DLMS | GSM | Feeder | 2330 | 203 | 11 KV NAGTHANA | 204101 | PIMPARI ZOLA
XD453595 | DLMS-Secure | 055 | TCPIP_DLMS | GSM | Feeder | 2330 | 202 | 11 KV JANABAI MANDIR | 204108 | 33 KV NEW GANGAKHED SUBSTATION
XD453573 | DLMS-Secure | 055 | TCPIP_DLMS | GSM | Feeder | 2330 | 203 | 11 KV PHULE NAGAR | 204108 | 33 KV NEW GANGAKHED SUBSTATION
X0494555 | DLMS-Secure | 055 | TCPIP_DLMS | GSM | Feeder | 2330 | 201 | 11 KV SARDA COLONY | 204108 | 33 KV NEW GANGAKHED SUBSTATION
X0853485 | DLMS-Secure | 055 | TCPIP_DLMS | GSM | Feeder | 2330 | 203 | GFSS PIMPALDARI | 204035 | 33 KV PIMPALDARI S/S
X0086954 | DLMS-Secure | 055 | TCPIP_DLMS | GSM | Feeder | 2330 | 204 | 11 KV BORDA GFSS | 204035 | 33 KV PIMPALDARI S/S
X0086945 | DLMS-Secure | 055 | TCPIP_DLMS | GSM | Feeder | 2330 | 202 | BORDA AG | 204035 | 33 KV PIMPALDARI S/S
X0853483 | DLMS-Secure | 055 | TCPIP_DLMS | GSM | Feeder | 2330 | 201 | 11 KV PIMPALDARI | 204035 | 33 KV PIMPALDARI S/S
X0087182 | DLMS-Secure | 055 | TCPIP_DLMS | GSM | Feeder | 2330 | 204 | BAJRANG EXPRESS FEEDER | 204096 | 33 KV MAHATPURI S/S
X0087184 | DLMS-Secure | 055 | TCPIP_DLMS | GSM | Feeder | 2330 | 202 | 11 KV TANDULAWADI MIX FEEDER | 204039 | 33 KV KODRI S/S
00390212 | DLMS-HPL | 076 | TCPIP_DLMS | GSM | Feeder | 2372 | 202 | 11KV SHEVADI | 204053 | 33 /11 KV JINTUR URBAN SUBSTATION
X0087149 | DLMS-Secure | 055 | TCPIP_DLMS | GSM | Feeder | 2372 | 201 | WAZAR AG FEEDER | 204013 | 33/11KV Wazar Sub-station
12560773 | DLMS-LnT | 053 | TCPIP_DLMS | GSM | Feeder | 2372 | 201 | 11KV NIMGIRI | 204053 | 33 /11 KV JINTUR URBAN SUBSTATION
00306902 | DLMS-HPL | 076 | TCPIP_DLMS | GSM | Feeder | 2372 | 205 | 11KV POST OFFICE | 204053 | 33 /11 KV JINTUR URBAN SUBSTATION
MSU10663 | Secure | 055 | TCPIP_Secure | GSM | Feeder | 2372 | 202 | 11 KV PAGHARI FEEDER | 204098 | 33/11 KV MIDC JINTUR S/S.
13376531 | DLMS-LnT | 053 | TCPIP_DLMS | GSM | Feeder | 2372 | 205 | 11 KV RADHIKA EXPRESS | 204114 | 33/11 KV NEW SUBDIVISON OFFICE SUBSTATION
00308682 | DLMS-HPL | 076 | TCPIP_DLMS | GSM | Feeder | 2372 | 202 | 11 KV HUTATMA | 204114 | 33/11 KV NEW SUBDIVISON OFFICE SUBSTATION
00308683 | DLMS-HPL | 076 | TCPIP_DLMS | GSM | Feeder | 2372 | 201 | 11 KV GREEN PARK FEEDER | 204114 | 33/11 KV NEW SUBDIVISON OFFICE SUBSTATION
13376529 | DLMS-LnT | 053 | TCPIP_DLMS | GSM | Feeder | 2372 | 204 | 11 KV WARUD MIX | 204114 | 33/11 KV NEW SUBDIVISON OFFICE SUBSTATION
13376924 | DLMS-LnT | 053 | TCPIP_DLMS | GSM | Feeder | 2372 | 203 | CHARTHANA GAOTHAN FEEDER | 204043 | 33/11 Kv Charthana S/s.
03015425 | Genus | 065 | TCPIP_Genus | GSM | Feeder | 2372 | 202 | CHARTHANA AG FEEDER | 204043 | 33/11 Kv Charthana S/s.
XD413119 | DLMS-Secure | 055 | TCPIP_DLMS | GSM | Feeder | 2372 | 201 | 11KV JAMB | 204104 | 33/11KV MALEGAON DONWADA
16011625 | LnT | 053 | TCPIP_LnT_9600 | GSM | Feeder | 2372 | 201 | 11 KV PACHLEGAON MIX FEEDER | 204027 | 33/11 Kv Pachlegaon s/stn
X0087144 | DLMS-Secure | 055 | TCPIP_DLMS | GSM | Feeder | 2372 | 203 | 11KV AMBERWADI GAOTHAN | 204020 | 33/11 Kv Bamani S/s.
X0086936 | DLMS-Secure | 055 | TCPIP_Secure | GSM | Feeder | 2372 | 201 | PIMPRI GAOTHAN FEEDER | 204043 | 33/11 Kv Charthana S/s.
X0086944 | DLMS-Secure | 055 | TCPIP_Secure | GSM | Feeder | 2372 | 204 | PIMPARI AG FEEDER | 204043 | 33/11 Kv Charthana S/s.
12629242 | DLMS-LnT | 053 | TCPIP_DLMS | GSM | Feeder | 2372 | 203 | 11 KV AKOLI | 204114 | 33/11 KV NEW SUBDIVISON OFFICE SUBSTATION
X0087147 | DLMS-Secure | 055 | TCPIP_DLMS | GSM | Feeder | 2372 | 203 | WAZAR GAOTHAN | 204013 | 33/11KV Wazar Sub-station
X0400755 | DLMS-Secure | 055 | TCPIP_DLMS | GSM | Feeder | 2372 | 201 | 11KV LIMBALA FEEDER ( SINGLE PHASING) | 204080 | 33 KV S/s Bhogaon
16002896 | LnT | 053 | TCPIP_LnT_9600 | GSM | Feeder | 2372 | 202 | 11KV CHINCHOLI MIX | 204027 | 33/11 Kv Pachlegaon s/stn
00311159 | DLMS-HPL | 076 | NON_AMR_MODEM | GSM | Feeder | 2372 | 202 | SAWALI AG FEEDER | 204033 | 33/11 Kv Yeldari -Sawangi (Mhalasa )S/s.
11533135 | LnT | 053 | TCPIP_LnT_9600 | GSM | Feeder | 2372 | 201 | 11 KV MIDC FEEDER | 204098 | 33/11 KV MIDC JINTUR S/S.
16011630 | LnT | 053 | TCPIP_LnT_9600 | GSM | Feeder | 2372 | 202 | 11KV CHINCHOLI MIX | 204027 | 33/11 Kv Pachlegaon s/stn
16058621 | LnT | 053 | TCPIP_LnT_9600 | GSM | Feeder | 2372 | 202 | 11KV WAGHI MIX FEEDER | 204111 | 33/11 KV KOTHA SUBSTATION
16058646 | LnT | 053 | TCPIP_LnT_9600 | GSM | Feeder | 2372 | 203 | 11KV KOTHA GAOTHAN FEEDER | 204111 | 33/11 KV KOTHA SUBSTATION
16058653 | LnT | 053 | TCPIP_LnT_9600 | GSM | Feeder | 2372 | 201 | 11KV WAGHI AG FEEDER | 204111 | 33/11 KV KOTHA SUBSTATION
11115398 | LnT | 053 | TCPIP_LnT_9600 | GSM | Feeder | 2372 | 203 | TOWN -SHIVAJI NAGAR FEEDER | 204098 | 33/11 KV MIDC JINTUR S/S.
13376893 | DLMS-LnT | 053 | TCPIP_DLMS | GSM | Feeder | 2372 | 201 | YELDARI AG FEEDER | 204033 | 33/11 Kv Yeldari -Sawangi (Mhalasa )S/s.
X0853480 | DLMS-Secure | 055 | TCPIP_DLMS | GSM | Feeder | 2372 | 202 | DIGRAS FEEDER ( SINGLE PHASING) | 204010 | 33/11KV ITOLI SUB-STATION
X0853477 | DLMS-Secure | 055 | TCPIP_DLMS | GSM | Feeder | 2372 | 201 | ITOLI FEEDER (SINGLE PHASING ) | 204010 | 33/11KV ITOLI SUB-STATION
X0853493 | DLMS-Secure | 055 | TCPIP_DLMS | GSM | Feeder | 2372 | 203 | GADAD-GAVHAN FEEDER ( SINGLE PHASING) | 204010 | 33/11KV ITOLI SUB-STATION
05162852 | HPL | 076 | TCPIP_HSPL | GSM | Feeder | 2372 | 208 | 11KV VIJAYA EXPRESS | 204022 | 33/11 KV BORI S/STN
X0402611 | DLMS-Secure | 055 | TCPIP_DLMS | GSM | Feeder | 2372 | 202 | MUDA MIX FEEDER | 204022 | 33/11 KV BORI S/STN
X0853470 | DLMS-Secure | 055 | TCPIP_DLMS | GSM | Feeder | 2372 | 207 | CHANDAJ MIX FEEDER | 204022 | 33/11 KV BORI S/STN
05162799 | DLMS-HPL | 076 | TCPIP_DLMS | GSM | Feeder | 2372 | 205 | 11KV WATTAMWAR EXPRESS | 204022 | 33/11 KV BORI S/STN
05162854 | HPL | 076 | TCPIP_HSPL | GSM | Feeder | 2372 | 201 | MAK MIX FEDER | 204022 | 33/11 KV BORI S/STN
00306909 | DLMS-HPL | 076 | TCPIP_DLMS | GSM | Feeder | 2372 | 204 | WARUD MIX FEEDER | 204053 | 33 /11 KV JINTUR URBAN SUBSTATION
X0400757 | DLMS-Secure | 055 | TCPIP_DLMS | GSM | Feeder | 2372 | 203 | 11KV BHOGAON FEEDER (SINGLE PHASING) | 204080 | 33 KV S/s Bhogaon
X0400756 | DLMS-Secure | 055 | TCPIP_DLMS | GSM | Feeder | 2372 | 202 | 11KV PUNGALA FEEDER (SINGLE PHASING) | 204080 | 33 KV S/s Bhogaon
18206098 | DLMS-LnT | 053 | TCPIP_DLMS | GSM | Feeder | 2372 | 204 | BORI GAOTHAN FEEDER | 204022 | 33/11 KV BORI S/STN
X0086957 | DLMS-Secure | 055 | TCPIP_DLMS | GSM | Feeder | 2372 | 203 | PIMPRI MIX FEEDER | 204022 | 33/11 KV BORI S/STN
XC439870 | DLMS-Secure | 055 | TCPIP_DLMS | GSM | Feeder | 2372 | 201 | 11KV DUDHGAON MIX FEEDER | 204099 | 33/11 KV DUDHGAON
XD413079 | DLMS-Secure | 055 | TCPIP_DLMS | GSM | Feeder | 2372 | 202 | 11KV ASSEGAON MIX FEEDER | 204099 | 33/11 KV DUDHGAON
X1943625 | DLMS-Secure | 055 | TCPIP_LnT_9600 | GSM | Feeder | 2372 | 212 | 11KV SOLAR FEEDER TRANSFORMER 1 | 204022 | 33/11 KV BORI S/STN
X1943621 | DLMS-Secure | 055 | TCPIP_LnT_9600 | GSM | Feeder | 2372 | 213 | 11KV SOLAR FEEDER TRANSFORMER 3 | 204022 | 33/11 KV BORI S/STN
X1284395 | DLMS-Secure | 055 | TCPIP_DLMS | GSM | Feeder | 2372 | 203 | 11 KV WASSA MIX | 204055 | 33/11 Kv Adgaon S/s.
X0087169 | DLMS-Secure | 055 | TCPIP_DLMS | GSM | Feeder | 2372 | 204 | SAWALI GAOTHAN | 204033 | 33/11 Kv Yeldari -Sawangi (Mhalasa )S/s.
X0087148 | DLMS-Secure | 055 | TCPIP_DLMS | GSM | Feeder | 2372 | 202 | HANDI AG FEEDER | 204013 | 33/11KV Wazar Sub-station
X0087150 | DLMS-Secure | 055 | TCPIP_DLMS | GSM | Feeder | 2372 | 204 | BAN AG FEEDER | 204013 | 33/11KV Wazar Sub-station
00381689 | DLMS-HPL | 076 | TCPIP_DLMS | GSM | Feeder | 2372 | 203 | 11 KV CHANDRAGIRI FEEDER | 204053 | 33 /11 KV JINTUR URBAN SUBSTATION
X0853487 | DLMS-Secure | 055 | TCPIP_DLMS | GSM | Feeder | 4801 | 203 | KINHOLA | 204092 | 33 KV PALODI
XD413092 | DLMS-Secure | 055 | TCPIP_DLMS | GSM | Feeder | 4801 | 201 | 11KV KHARBA | 204060 | 33/11 KV RUDHI
14089203 | LnT | 053 | TCPIP_LnT_9600 | GSM | Feeder | 4801 | 202 | Wazoor | 204059 | Rametakali
XD453519 | DLMS-Secure | 055 | NON_AMR_MODEM | GSM | Feeder | 4801 | 201 | 11 KV NEW TOWN-1 | 204113 | 33/11 KV NEW MANWATH SUBSTATION
XD413400 | DLMS-Secure | 055 | NON_AMR_MODEM | GSM | Feeder | 4801 | 203 | 11KV UKKALGAON | 204113 | 33/11 KV NEW MANWATH SUBSTATION
XD413407 | DLMS-Secure | 055 | TCPIP_DLMS | GSM | Feeder | 4801 | 201 | 11 KV NEW TOWN-1 | 204113 | 33/11 KV NEW MANWATH SUBSTATION
XD413067 | DLMS-Secure | 055 | TCPIP_DLMS | GSM | Feeder | 4801 | 202 | 11KV BHOGAON | 204094 | 33/11KV DEVULGAON AWCHAR
X1909497 | DLMS-Secure | 055 | TCPIP_DLMS | GSM | Feeder | 4801 | 209 | 11KV NEW SOLAR-OLD MANWAT STN | 204009 | 33 KV Sub. Manwath
13376939 | DLMS-LnT | 053 | TCPIP_DLMS | GSM | Feeder | 4801 | 207 | Bhagwati | 204009 | 33 KV Sub. Manwath
X0402609 | DLMS-Secure | 055 | TCPIP_DLMS | GSM | Feeder | 4801 | 204 | Manoli | 204009 | 33 KV Sub. Manwath
X0402612 | DLMS-Secure | 055 | TCPIP_DLMS | GSM | Feeder | 4801 | 203 | RATNAPUR | 204009 | 33 KV Sub. Manwath
18206093 | DLMS-LnT | 053 | TCPIP_DLMS | GSM | Feeder | 4801 | 202 | Ambegaon | 204009 | 33 KV Sub. Manwath
08023676 | DLMS-Genus | 065 | TCPIP_DLMS | GSM | Feeder | 4801 | 201 | Rametakli | 204059 | Rametakali
XD413063 | DLMS-Secure | 055 | TCPIP_DLMS | GSM | Feeder | 4801 | 202 | 11 KV RUDHI | 204060 | 33/11 KV RUDHI
X0398481 | DLMS-Secure | 055 | TCPIP_DLMS | GSM | Feeder | 4801 | 206 | kothala ag. | 204047 | 33 KV KOLHA
X0087180 | DLMS-Secure | 055 | TCPIP_DLMS | GSM | Feeder | 4801 | 201 | 11 KV RAMPURI | 204058 | 33 KV RAMPURI
15007730 | LnT | 053 | TCPIP_LnT_9600 | GSM | Feeder | 4801 | 203 | kekarjawala | 204059 | Rametakali
MSU10652 | Secure | 055 | TCPIP_Secure | GSM | Feeder | 4801 | 202 | 11 KV IRLAD GAOTHAN | 204047 | 33 KV KOLHA
08023666 | DLMS-Genus | 065 | TCPIP_LnT_9600 | GSM | Feeder | 4801 | 205 | Katruwar | 204009 | 33 KV Sub. Manwath
X0853466 | DLMS-Secure | 055 | TCPIP_DLMS | GSM | Feeder | 4801 | 204 | 11 kv Rampuri Ag | 204058 | 33 KV RAMPURI
X0853469 | DLMS-Secure | 055 | TCPIP_DLMS | GSM | Feeder | 4801 | 202 | 11 KV MANGRUL BK | 204058 | 33 KV RAMPURI
13376988 | DLMS-LnT | 053 | TCPIP_DLMS | GSM | Feeder | 4801 | 206 | Sant Bhagatram | 204009 | 33 KV Sub. Manwath
13080266 | DLMS-LnT | 053 | TCPIP_DLMS | GSM | Feeder | 4801 | 204 | 11KV IRLAD AG | 204047 | 33 KV KOLHA
13080296 | DLMS-LnT | 053 | TCPIP_DLMS | GSM | Feeder | 4801 | 203 | 11 KV KOLHA AG | 204047 | 33 KV KOLHA
X0087142 | DLMS-Secure | 055 | TCPIP_DLMS | GSM | Feeder | 4801 | 201 | 11 KV KOLHA GAONTHAN | 204047 | 33 KV KOLHA
X0087141 | DLMS-Secure | 055 | TCPIP_DLMS | GSM | Feeder | 4801 | 205 | 11 KV KOTHALA GAONTHAN | 204047 | 33 KV KOLHA
18206091 | DLMS-LnT | 053 | TCPIP_DLMS | GSM | Feeder | 4800 | 201 | 11KV BANWAS | 204024 | 33KV BANWAS
17271473 | DLMS-LnT | 053 | TCPIP_DLMS | GSM | Feeder | 4800 | 202 | 11KV SK RAJUR FEEDER | 204077 | 33KV PETHSHIVANI
14764281 | DLMS-LnT | 053 | TCPIP_DLMS | GSM | Feeder | 4800 | 204 | 11 KV KERWADI | 204023 | 33 KV PALAM S/S
18206099 | DLMS-LnT | 053 | TCPIP_DLMS | GSM | Feeder | 4800 | 201 | 11KV PETHSHIVANI | 204077 | 33KV PETHSHIVANI
XC439885 | DLMS-Secure | 055 | TCPIP_DLMS | GSM | Feeder | 4800 | 204 | 11 PARWA FEEDER | 204077 | 33KV PETHSHIVANI
XC439878 | DLMS-Secure | 055 | TCPIP_DLMS | GSM | Feeder | 4800 | 205 | 11 KV PENDU FEEDER | 204077 | 33KV PETHSHIVANI
X1359783 | DLMS-Secure | 055 | TCPIP_DLMS | GSM | Feeder | 4800 | 207 | 11 KV PALAM SOLAR FEEDER | 204023 | 33 KV PALAM S/S
16002884 | LnT | 053 | TCPIP_LnT_9600 | GSM | Feeder | 4800 | 203 | 11 KV SAYALA FEEDER | 204026 | 33/11 Kv Raorajur s/stn
16011613 | LnT | 053 | TCPIP_LnT_9600 | GSM | Feeder | 4800 | 201 | 11 KV RAORAJUR GAOTHAN | 204026 | 33/11 Kv Raorajur s/stn
16011640 | LnT | 053 | TCPIP_LnT_9600 | GSM | Feeder | 4800 | 202 | 11 KV RAORAJUR AG | 204026 | 33/11 Kv Raorajur s/stn
08023667 | DLMS-Genus | 065 | TCPIP_DLMS | GSM | Feeder | 4800 | 201 | 11 KV FARKANDA | 204037 | 33 KV FARKANDA S/S
X1356358 | DLMS-Secure | 055 | TCPIP_DLMS | GSM | Feeder | 4800 | 206 | 11 KV FARKANDA GAOTHAN | 204037 | 33 KV FARKANDA S/S
X1356338 | DLMS-Secure | 055 | TCPIP_DLMS | GSM | Feeder | 4800 | 203 | 11 KV KONHERWADI FEEDER | 204121 | 33/11 KV CHATORI NEW SUB-STATION
13043181 | LnT | 053 | TCPIP_LnT_9600 | GSM | Feeder | 4800 | 204 [Del 20200430213134] | 11 kv Sharda construction | 017474 [Del 20200701194334] | 33kv/11kv sub station Penoor
07427894 | LnT | 053 | TCPIP_LNT | GSM | Feeder | 4800 | 202 | 11 KV DIGRAS | 204037 | 33 KV FARKANDA S/S
X1841530 | DLMS-Secure | 055 | TCPIP_DLMS | GSM | Feeder | 4800 | 205 | 11KV ELLORA EXPRESS FEEDER | 204024 | 33KV BANWAS
14764282 | DLMS-LnT | 053 | TCPIP_DLMS | GSM | Feeder | 4800 | 201 | 11 KV ANJANWADI | 204023 | 33 KV PALAM S/S
08023672 | DLMS-Genus | 065 | TCPIP_DLMS | GSM | Feeder | 4800 | 203 | 11KV DAM EXPRESS | 204037 | 33 KV FARKANDA S/S
X1356356 | DLMS-Secure | 055 | TCPIP_DLMS | GSM | Feeder | 4800 | 205 | 11KV GULKAND (MIX) | 204037 | 33 KV FARKANDA S/S
X1356334 | DLMS-Secure | 055 | TCPIP_DLMS | GSM | Feeder | 4800 | 202 | 11 KV CHATORI AG FEEDER | 204121 | 33/11 KV CHATORI NEW SUB-STATION
X1356337 | DLMS-Secure | 055 | TCPIP_DLMS | GSM | Feeder | 4800 | 201 | 11 KV CHATORI GAOTHAN FEEDER | 204121 | 33/11 KV CHATORI NEW SUB-STATION
14764280 | DLMS-LnT | 053 | TCPIP_DLMS | GSM | Feeder | 4800 | 202 | 11 KV PALAM | 204023 | 33 KV PALAM S/S
14764283 | DLMS-LnT | 053 | TCPIP_DLMS | GSM | Feeder | 4800 | 203 | 11 KV PETHPIMPALGAON | 204023 | 33 KV PALAM S/S
18206097 | DLMS-LnT | 053 | TCPIP_DLMS | GSM | Feeder | 4800 | 202 | 11KV TANDULWADI | 204024 | 33KV BANWAS
18206103 | DLMS-LnT | 053 | TCPIP_DLMS | GSM | Feeder | 4800 | 203 | 11KV CHORWAD | 204024 | 33KV BANWAS
X0087179 | DLMS-Secure | 055 | TCPIP_DLMS | GSM | Feeder | 2356 | 204 | 11KV HATNUR GAOTHAN | 204046 | 33KV WALOOR
X0087177 | DLMS-Secure | 055 | TCPIP_DLMS | GSM | Feeder | 2356 | 203 | 11KV JAWALA J | 204048 | CHIKHALTHAN
14764276 | DLMS-LnT | 053 | TCPIP_DLMS | GSM | Feeder | 2356 | 201 | 11 DASALA AG | 204051 | 33 KV DASALA
X1304670 | DLMS-Secure | 055 | TCPIP_DLMS | GSM | Feeder | 2356 | 209 | BAHETI INDUSTRIAL | 204008 | 33 KV SAILU
05162840 | DLMS-HPL | 076 | TCPIP_DLMS | GSM | Feeder | 2356 | 206 | 11 KV INDUSTRIAL -I | 204008 | 33 KV SAILU
17104119 | LnT | 053 | TCPIP_LnT_9600 | GSM | Feeder | 2356 | 202 | 11KV TOWN-2 | 204008 | 33 KV SAILU
05038707 | DLMS-HPL | 076 | TCPIP_DLMS | GSM | Feeder | 2356 | 202 | 11 GANESHPUR | 204049 | 33KV NANDGAON
03015430 | Genus | 065 | TCPIP_Genus | GSM | Feeder | 2356 | 202 | 11 KV DEVALGAON AG | 204051 | 33 KV DASALA
MSU10781 | Secure | 055 | TCPIP_Secure | GSM | Feeder | 2356 | 203 | 11KV DASALA GAOTHAN | 204051 | 33 KV DASALA
17103022 | LnT | 053 | TCPIP_LnT_9600 | GSM | Feeder | 2356 | 203 | 11KV RAJWADI | 204008 | 33 KV SAILU
17090526 | LnT | 053 | TCPIP_LnT_9600 | GSM | Feeder | 2356 | 206 | CHIKLTHANA GAOTHAN FEEDER | 204048 | CHIKHALTHAN
14764272 | DLMS-LnT | 053 | NON_AMR_MODEM | GSM | Feeder | 2356 | 201 | 11KV KANHAD GAOTHAN | 204056 | KANHAD
14764270 | DLMS-LnT | 053 | NON_AMR_MODEM | GSM | Feeder | 2356 | 203 | 11KV KUPTA AG | 204056 | KANHAD
X0721490 | DLMS-Secure | 055 | TCPIP_LnT_9600 | GSM | Feeder | 2356 | 201 | 11 KV WAKI INDUSTRIAL FEEDER | 204117 | 33/11KV HADGAON
X0721481 | DLMS-Secure | 055 | TCPIP_LnT_9600 | GSM | Feeder | 2356 | 203 | 11 KV RAWALGAON | 204117 | 33/11KV HADGAON
14764271 | DLMS-LnT | 053 | NON_AMR_MODEM | GSM | Feeder | 2356 | 202 | 11KV KANHAD AG | 204056 | KANHAD
17103012 | LnT | 053 | TCPIP_LnT_9600 | GSM | Feeder | 2356 | 204 | 11KV WAKI | 204008 | 33 KV SAILU
15048866 | LnT | 053 | TCPIP_LnT_9600 | GSM | Feeder | 2356 | 205 | 11KV MOREGAON (KHUPSA) | 204008 | 33 KV SAILU
18058417 | DLMS-LnT | 053 | TCPIP_DLMS | GSM | Feeder | 2356 | 202 | 11KV HATNUR AG | 204046 | 33KV WALOOR
X0402617 | DLMS-Secure | 055 | TCPIP_DLMS | GSM | Feeder | 2356 | 204 | 11 KV SUPRIYA COTEX EXP. | 204049 | 33KV NANDGAON
X0721477 | DLMS-Secure | 055 | TCPIP_DLMS | GSM | Feeder | 2356 | 202 | 11 KV HADGAON FEEDER | 204117 | 33/11KV HADGAON
XC413205 | DLMS-Secure | 055 | TCPIP_DLMS | GSM | Feeder | 2356 | 202 | 11KV MARWAD GALLI FEEDER | 204086 | 33/11 KV MIDC SUB-STATION
XC413214 | DLMS-Secure | 055 | TCPIP_DLMS | GSM | Feeder | 2356 | 201 | 11KV RAILWAY STATION FEEDER | 204086 | 33/11 KV MIDC SUB-STATION
14764274 | DLMS-LnT | 053 | NON_AMR_MODEM | GSM | Feeder | 2356 | 203 | 11 KV DEVGAON | 204049 | 33KV NANDGAON
14764275 | DLMS-LnT | 053 | NON_AMR_MODEM | GSM | Feeder | 2356 | 201 | 11WAGHI | 204049 | 33KV NANDGAON
17271480 | DLMS-LnT | 053 | NON_AMR_MODEM | GSM | Feeder | 2356 | 204 | TULIP EXPRESS FEEDER | 204050 | 33KV G DHAMANGAON
05038719 | DLMS-HPL | 076 | TCPIP_DLMS | GSM | Feeder | 2356 | 203 | 11 KV KUNDI AG | 204050 | 33KV G DHAMANGAON
X1301202 | DLMS-Secure | 055 | TCPIP_DLMS | GSM | Feeder | 2356 | 202 | 11KV DHENGALI PIMPALGAON GAVTHAN | 204120 | 33/11 KV DHENGALI PIMPALGAON SUBSTSTION
X1301198 | DLMS-Secure | 055 | TCPIP_DLMS | GSM | Feeder | 2356 | 201 | 11 KV DHENGALI PIMPALGAON GAOTHAN FEEDER | 204120 | 33/11 KV DHENGALI PIMPALGAON SUBSTSTION
X1301209 | DLMS-Secure | 055 | TCPIP_DLMS | GSM | Feeder | 2356 | 203 | 11KV NIAPANI TAKALI MIX | 204120 | 33/11 KV DHENGALI PIMPALGAON SUBSTSTION
17271481 | DLMS-LnT | 053 | TCPIP_DLMS | GSM | Feeder | 2356 | 201 | 11KV G DHMANGAON AG | 204050 | 33KV G DHAMANGAON
05038730 | DLMS-HPL | 076 | TCPIP_DLMS | GSM | Feeder | 2356 | 206 | 11KV RAWA AG | 204046 | 33KV WALOOR
18206089 | DLMS-LnT | 053 | TCPIP_DLMS | GSM | Feeder | 2356 | 202 | 11KV MOREGAON | 204048 | CHIKHALTHAN
18206086 | DLMS-LnT | 053 | TCPIP_DLMS | GSM | Feeder | 2356 | 201 | 11KV CHIKALTHANA BK | 204048 | CHIKHALTHAN
17271478 | DLMS-LnT | 053 | TCPIP_DLMS | GSM | Feeder | 2356 | 202 | 11 KV G DHAMANGAON GAOTHAN | 204050 | 33KV G DHAMANGAON
X0087156 | DLMS-Secure | 055 | TCPIP_DLMS | GSM | Feeder | 2356 | 203 | 11KV WALUR GAOTHAN | 204046 | 33KV WALOOR
X0087155 | DLMS-Secure | 055 | TCPIP_DLMS | GSM | Feeder | 4799 | 208 | NARWADI AG FEEDER | 204042 | 33 KV SONPETH S/S
X0087171 | DLMS-Secure | 055 | TCPIP_DLMS | GSM | Feeder | 4799 | 201 | 11 KV SONPETH TOWN-I | 204042 | 33 KV SONPETH S/S
X0087174 | DLMS-Secure | 055 | TCPIP_DLMS | GSM | Feeder | 4799 | 205 | 11 KV SONPETH TOWN-II | 204042 | 33 KV SONPETH S/S
X0087173 | DLMS-Secure | 055 | TCPIP_DLMS | GSM | Feeder | 4799 | 207 | 11 KVKAUDGOAN | 204042 | 33 KV SONPETH S/S
X0087154 | DLMS-Secure | 055 | TCPIP_DLMS | GSM | Feeder | 4799 | 203 | 11 KV LASINA-I | 204042 | 33 KV SONPETH S/S
X0087152 | DLMS-Secure | 055 | TCPIP_DLMS | GSM | Feeder | 4799 | 204 | 11 KV SHELGAON | 204042 | 33 KV SONPETH S/S
X0087095 | DLMS-Secure | 055 | TCPIP_DLMS | GSM | Feeder | 4799 | 202 | 11 KV KARAM AG | 204063 | 33KV KARAM
X0087092 | DLMS-Secure | 055 | TCPIP_DLMS | GSM | Feeder | 4799 | 201 | 11KV WADGAON AG | 204063 | 33KV KARAM
X0087153 | DLMS-Secure | 055 | TCPIP_DLMS | GSM | Feeder | 4799 | 206 | 11 KV LASINA-II | 204042 | 33 KV SONPETH S/S
16047626 | LnT | 053 | TCPIP_LnT_9600 | GSM | Feeder | 4799 | 203 | 11 KV SAIKHEDA AG 2 | 204110 | 33KV SHELGAON
16002811 | LnT | 053 | TCPIP_LnT_9600 | GSM | Feeder | 4799 | 202 | 11KV SHIRSHI | 204110 | 33KV SHELGAON
16047627 | LnT | 053 | TCPIP_LnT_9600 | GSM | Feeder | 4799 | 201 | 11KV SHELGAON 2 | 204110 | 33KV SHELGAON
13070632 | LnT | 053 | TCPIP_LnT_9600 | GSM | Feeder | 4799 | 204 | SALASAR EXPRESS | 204063 | 33KV KARAM
X0087200 | DLMS-Secure | 055 | TCPIP_DLMS | GSM | Feeder | 4799 | 204 | 11 KV KHADKA AG | 204041 | 33 KV KHADKA S/S
X0087197 | DLMS-Secure | 055 | TCPIP_DLMS | GSM | Feeder | 4799 | 206 | 11 KV SAYKHEDA GFSS | 204041 | 33 KV KHADKA S/S
X0087199 | DLMS-Secure | 055 | TCPIP_DLMS | GSM | Feeder | 4799 | 203 | 11 KV SAYKHEDA AG | 204041 | 33 KV KHADKA S/S
X0087201 | DLMS-Secure | 055 | TCPIP_DLMS | GSM | Feeder | 4799 | 202 | 11 KV KANHEGAON MIX | 204041 | 33 KV KHADKA S/S
X0087172 | DLMS-Secure | 055 | TCPIP_DLMS | GSM | Feeder | 4799 | 202 | 11 KV DIGHOL | 204042 | 33 KV SONPETH S/S
X0654776 | DLMS-Secure | 055 | TCPIP_DLMS | GSM | Feeder | 4799 | 206 | 11KV URBAN 2 FEEDER | 204116 | 33 KV SONKHED SUBSTATION
X0654765 | DLMS-Secure | 055 | TCPIP_DLMS | GSM | Feeder | 4799 | 203 | 11KV DIGHOL AG | 204116 | 33 KV SONKHED SUBSTATION
X0087094 | DLMS-Secure | 055 | TCPIP_DLMS | GSM | Feeder | 4799 | 203 | 11KV GFSS -KARAM- | 204063 | 33KV KARAM
X0087198 | DLMS-Secure | 055 | TCPIP_DLMS | GSM | Feeder | 4799 | 201 | 11 KV KHADKA GFSS | 204041 | 33 KV KHADKA S/S
X0399773 | DLMS-Secure | 055 | TCPIP_DLMS | GSM | Feeder | 4147 | 326 | ASMEETA II | 286015 | TEMGHAR S/S
X0399776 | DLMS-Secure | 055 | TCPIP_DLMS | GSM | Feeder | 4147 | 325 | ASMEETA-I | 286015 | TEMGHAR S/S
KA903244 | Secure | 055 | TCPIP_Secure | GSM | Feeder | 4137 | 303 | RAMRAJ | 223024 | USAR SWITCHING STATION
KA903245 | Secure | 055 | TCPIP_Secure | GSM | Feeder | 4137 | 301 | VADHAV | 223024 | USAR SWITCHING STATION
KA903246 | Secure | 055 | TCPIP_Secure | GSM | Feeder | 4137 | 302 | AGRAV | 223024 | USAR SWITCHING STATION
20123833 | DLMS-LnT | 053 | TCPIP_DLMS | GSM | Feeder | 4137 | 301 | NEW ALIBAG TOWN GIS | 223042 | GIS ALIBAG SWITCHING STATION
20123836 | DLMS-LnT | 053 | TCPIP_DLMS | GSM | Feeder | 4137 | 308 | CHENDHARE GIS | 223042 | GIS ALIBAG SWITCHING STATION
20123832 | DLMS-LnT | 053 | TCPIP_DLMS | GSM | Feeder | 4137 | 302 | USAR EXPRESS GIS | 223042 | GIS ALIBAG SWITCHING STATION
20123840 | DLMS-LnT | 053 | TCPIP_DLMS | GSM | Feeder | 4137 | 307 | SAGAON GIS | 223042 | GIS ALIBAG SWITCHING STATION
20123834 | DLMS-LnT | 053 | TCPIP_DLMS | GSM | Feeder | 4137 | 305 | SAHIL GIS | 223042 | GIS ALIBAG SWITCHING STATION
20123837 | DLMS-LnT | 053 | TCPIP_DLMS | GSM | Feeder | 4137 | 306 | ALIBAG OLD TOWN GIS | 223042 | GIS ALIBAG SWITCHING STATION
20123839 | DLMS-LnT | 053 | TCPIP_DLMS | GSM | Feeder | 4137 | 303 | REVDANDA GIS | 223042 | GIS ALIBAG SWITCHING STATION
20123841 | DLMS-LnT | 053 | TCPIP_DLMS | GSM | Feeder | 4137 | 304 | USAR GIS | 223042 | GIS ALIBAG SWITCHING STATION
XE483021 | DLMS-Secure | 055 | TCPIP_DLMS | GSM | Feeder | 4138 | 301 | 22 KV RANJANPADA | 223091 | AWAS SWITCHING STATION
10277490 | DLMS-LnT | 053 | TCPIP_DLMS | GSM | Feeder | 4138 | 303 | 22 KV KOLGHAR | 223028 | PEZARI SW/STN
X0400970 | DLMS-Secure | 055 | TCPIP_DLMS | GSM | Feeder | 4138 | 305 | CHARIPALI | 223028 | PEZARI SW/STN
X0400911 | DLMS-Secure | 055 | TCPIP_DLMS | GSM | Feeder | 4138 | 302 | POINAD | 223028 | PEZARI SW/STN
X0400913 | DLMS-Secure | 055 | TCPIP_DLMS | GSM | Feeder | 4138 | 304 | KUSUMBLE | 223028 | PEZARI SW/STN
XE483019 | DLMS-Secure | 055 | TCPIP_DLMS | GSM | Feeder | 4138 | 302 | 22 KV SASWANE | 223091 | AWAS SWITCHING STATION
XE483018 | DLMS-Secure | 055 | TCPIP_DLMS | GSM | Feeder | 4138 | 303 | 22 KV MANDWA | 223091 | AWAS SWITCHING STATION
19859226 | DLMS-LnT | 053 | TCPIP_DLMS | GSM | Feeder | 4138 | 301 | MIDC | 223028 | PEZARI SW/STN
04577846 | DLMS-Genus | 065 | TCPIP_DLMS | GSM | Feeder | 4142 | 303 | RANSAI 1 (PEN SIDE) | 223031 | 22/22KV Kamarli Switching Station
04577747 | DLMS-Genus | 065 | TCPIP_DLMS | GSM | Feeder | 4142 | 302 | ACME 2 (KHOPOLI SIDE) | 223031 | 22/22KV Kamarli Switching Station
XE565687 | DLMS-Secure | 055 | TCPIP_DLMS | GSM | Feeder | 4142 | 306 | 22 KV NITCO EXPRESS FEEDER | 228019 | 220/22 kV Vadkhal Substation
XE565688 | DLMS-Secure | 055 | TCPIP_DLMS | GSM | Feeder | 4142 | 305 | PANDAPUR | 228019 | 220/22 kV Vadkhal Substation
XE565689 | DLMS-Secure | 055 | TCPIP_DLMS | GSM | Feeder | 4142 | 302 | JOHNSON EXPRESS | 228019 | 220/22 kV Vadkhal Substation
00308633 | DLMS-HPL | 076 | TCPIP_DLMS | GSM | Feeder | 4142 | 309 | 22 KV ACMAY INDUSTRIAL | 223003 | 22/22 kV Switching Station
00219689 | DLMS-HPL | 076 | TCPIP_DLMS | GSM | Feeder | 4142 | 310 | 22 KV RANSAI | 223003 | 22/22 kV Switching Station
00219648 | DLMS-HPL | 076 | TCPIP_DLMS | GSM | Feeder | 4142 | 307 | 22 KV CHINCHPADA | 223003 | 22/22 kV Switching Station
00219644 | DLMS-HPL | 076 | TCPIP_DLMS | GSM | Feeder | 4142 | 305 | 22 KV MAHADA | 223003 | 22/22 kV Switching Station
04579029 | DLMS-Genus | 065 | TCPIP_DLMS | GSM | Feeder | 4142 | 304 | RANSAI 2 (KHOPOLI SIDE) | 223031 | 22/22KV Kamarli Switching Station
00219993 | DLMS-HPL | 076 | TCPIP_DLMS | GSM | Feeder | 4142 | 306 | 22 KV WASHI RURAL | 223003 | 22/22 kV Switching Station
10280150 | LnT | 053 | TCPIP_LnT_9600 | GSM | Feeder | 4129 | 304 | 22 kv Goregaon Town feeder | 223012 | 22KV GOREGAON SW.STATION
10280156 | LnT | 053 | TCPIP_LnT_9600 | GSM | Feeder | 4129 | 303 | Lonere feeder | 223012 | 22KV GOREGAON SW.STATION
14023398 | LnT | 053 | TCPIP_LnT_9600 | GSM | Feeder | 4129 | 305 | GRN S/S SPARE BREAKER | 223012 | 22KV GOREGAON SW.STATION
17270767 | DLMS-LnT | 053 | TCPIP_DLMS | GSM | Feeder | 4130 | 313 | Int. Homotex | 228010 | 220KV MAHAD SUB STATION
17223832 | DLMS-LnT | 053 | TCPIP_DLMS | GSM | Feeder | 4130 | 302 | MAHAD TOWN I | 223010 | 22KV CHAMBHARKHIND SW.STATION
15093794 | LnT | 053 | TCPIP_LnT_9600 | GSM | Feeder | 4130 | 302 | ACHLOLI | 223017 | 22 KV KOLOSE SW. STATION
19859223 | DLMS-LnT | 053 | TCPIP_DLMS | GSM | Feeder | 4130 | 323 | WTP | 228010 | 220KV MAHAD SUB STATION
00308673 | DLMS-HPL | 076 | TCPIP_DLMS | GSM | Feeder | 4130 | 304 | ASTEK LIFESCIENCES | 223011 | 22KV GBL(GLOBAL BOARDS)
13078169 | LnT | 053 | TCPIP_LnT_9600 | GSM | Feeder | 4130 | 301 | PACHAD | 223017 | 22 KV KOLOSE SW. STATION
XD448757 | DLMS-Secure | 055 | TCPIP_DLMS | GSM | Feeder | 4130 | 307 | AEZIS GLOBAL | 223011 | 22KV GBL(GLOBAL BOARDS)
X1304625 | DLMS-Secure | 055 | TCPIP_DLMS | GSM | Feeder | 4130 | 306 | GODREJ (ASTEC) | 223011 | 22KV GBL(GLOBAL BOARDS)
XD495239 | DLMS-Secure | 055 | TCPIP_DLMS | GSM | Feeder | 4130 | 305 | AQUAPHARM-VEERAL EXPRESS | 223011 | 22KV GBL(GLOBAL BOARDS)
15093792 | LnT | 053 | TCPIP_LnT_9600 | GSM | Feeder | 4130 | 303 | 22 KV SPARE 3 | 223017 | 22 KV KOLOSE SW. STATION
10280238 | LnT | 053 | TCPIP_LnT_9600 | GSM | Feeder | 4130 | 301 | VINHERE | 223010 | 22KV CHAMBHARKHIND SW.STATION
10280178 | LnT | 053 | TCPIP_LnT_9600 | GSM | Feeder | 4130 | 306 | VAHOOR | 223010 | 22KV CHAMBHARKHIND SW.STATION
10280174 | LnT | 053 | TCPIP_LnT_9600 | GSM | Feeder | 4130 | 305 | KUMBLE | 223010 | 22KV CHAMBHARKHIND SW.STATION
10286156 | LnT | 053 | TCPIP_LnT_9600 | GSM | Feeder | 4130 | 303 | NATE | 223010 | 22KV CHAMBHARKHIND SW.STATION
10280254 | LnT | 053 | TCPIP_LnT_9600 | GSM | Feeder | 4130 | 304 | Rajewadi | 223010 | 22KV CHAMBHARKHIND SW.STATION
KA903233 | Secure | 055 | TCPIP_Secure | GSM | Feeder | 4131 | 302 | Gondghar-Borli | 223023 | 22/22 KV GONDGHAR SW
KA903239 | Secure | 055 | TCPIP_Secure | GSM | Feeder | 4131 | 304 | Kapoli | 223023 | 22/22 KV GONDGHAR SW
17270766 | DLMS-LnT | 053 | TCPIP_DLMS | GSM | Feeder | 4131 | 302 | MHASALA TOWN | 226015 | Pabara
X1095795 | DLMS-Secure | 055 | TCPIP_DLMS | GSM | Feeder | 4131 | 305 | Pabhara | 226015 | Pabara
KA903236 | Secure | 055 | TCPIP_Secure | GSM | Feeder | 4131 | 303 | Dighi | 223023 | 22/22 KV GONDGHAR SW
KA903243 | Secure | 055 | TCPIP_Secure | GSM | Feeder | 4131 | 301 | MENDADI | 223023 | 22/22 KV GONDGHAR SW
07408738 | LnT | 053 | TCPIP_LNT | GSM | Feeder | 4134 | 304 | Turbhe Rajewadi | 223020 | 22KV TURBHE SW. STATION
07408489 | LnT | 053 | TCPIP_LNT | GSM | Feeder | 4134 | 302 | PITALWADI | 223020 | 22KV TURBHE SW. STATION
07408422 | LnT | 053 | TCPIP_LNT | GSM | Feeder | 4134 | 303 | Poladpur Town | 223020 | 22KV TURBHE SW. STATION
17270850 | DLMS-LnT | 053 | TCPIP_DLMS | GSM | Feeder | 4134 | 305 | POLADPUR GRAMIN {PLD II} | 223020 | 22KV TURBHE SW. STATION
XB499428 | DLMS-Secure | 055 | TCPIP_DLMS | GSM | Feeder | 4136 | 305 | SHRIWARDHAN ARATHI | 223014 | 22KV SHRIVARDHAN SW.STATION
07408741 | LnT | 053 | TCPIP_LNT | GSM | Feeder | 4139 | 308 | MATHERAN | 223005 | Neral switching station
X1294783 | DLMS-Secure | 055 | TCPIP_DLMS | GSM | Feeder | 4139 | 304 | 22 KV BOPELE FEEDER | 223005 | Neral switching station
10280275 | LnT | 053 | TCPIP_LnT_9600 | GSM | Feeder | 4139 | 305 | WAKAS | 223025 | KASHELE
10280308 | LnT | 053 | TCPIP_LnT_9600 | GSM | Feeder | 4139 | 303 | WARE | 223025 | KASHELE
10280283 | LnT | 053 | TCPIP_LnT_9600 | GSM | Feeder | 4139 | 302 | KHANDAS | 223025 | KASHELE
10286027 | LnT | 053 | TCPIP_LnT_9600 | GSM | Feeder | 4139 | 304 | WANJARWADI | 223025 | KASHELE
X1302276 | DLMS-Secure | 055 | TCPIP_DLMS | GSM | Feeder | 4139 | 303 | KARJAT URBAN | 223004 | KARJAT SWITCHING
X1779007 | DLMS-Secure | 055 | TCPIP_DLMS | GSM | Feeder | 4139 | 310 | SHELU | 223005 | Neral switching station
17270808 | DLMS-LnT | 053 | TCPIP_DLMS | GSM | Feeder | 4139 | 303 | ANJAP FEEDER | 226030 | KALAMBOLI SUBSTATION
X1270362 | DLMS-Secure | 055 | TCPIP_DLMS | GSM | Feeder | 4139 | 301 | AMBIVALI | 223025 | KASHELE
KA903249 | Secure | 055 | TCPIP_Secure | GSM | Feeder | 4139 | 310 | KHANDAPE DAHIVALI | 223004 | KARJAT SWITCHING
07327153 | LnT | 053 | TCPIP_LNT | GSM | Feeder | 4139 | 309 | NERAL -E- | 223005 | Neral switching station
15117594 | DLMS-LnT | 053 | TCPIP_DLMS | GSM | Feeder | 4139 | 301 | 22KV KALAMB | 223089 | 22/22 KV WARE SWITCHING STATION
15117654 | DLMS-LnT | 053 | TCPIP_DLMS | GSM | Feeder | 4139 | 302 | 22KV KURUNG | 223089 | 22/22 KV WARE SWITCHING STATION
05268349 | Elster | 057 | TCPIP_Elster_RS232 | GSM | Feeder | 4139 | 305 | DIKSAL UMROLI | 223004 | KARJAT SWITCHING
X0400907 | DLMS-Secure | 055 | TCPIP_DLMS | GSM | Feeder | 4139 | 307 | PALASDARI | 223004 | KARJAT SWITCHING
X0400905 | DLMS-Secure | 055 | TCPIP_DLMS | GSM | Feeder | 4139 | 304 | BHOIRWADI | 223004 | KARJAT SWITCHING
17270810 | DLMS-LnT | 053 | TCPIP_DLMS | GSM | Feeder | 4139 | 304 | KADAV FEEDER | 226030 | KALAMBOLI SUBSTATION
X0399832 | DLMS-Secure | 055 | TCPIP_DLMS | GSM | Feeder | 4813 | 304 | MANGALAM EXPRESS FEEDER | 223022 | Madap switching station
19859239 | DLMS-LnT | 053 | TCPIP_DLMS | GSM | Feeder | 4813 | 301 | DHAMANI FEEDER | 223022 | Madap switching station
X1960234 | DLMS-Secure | 055 | TCPIP_DLMS | GSM | Feeder | 4813 | 303 | 22 KV KHALAPUR CITY | 223008 | 22 KV SAVAROLI SWITCHING
17223795 | DLMS-LnT | 053 | TCPIP_DLMS | GSM | Feeder | 4813 | 303 | PAUD FEEDER | 223022 | Madap switching station
17270798 | DLMS-LnT | 053 | TCPIP_DLMS | GSM | Feeder | 4813 | 302 | CHOWK | 223006 | TUPGAON
04577885 | DLMS-Genus | 065 | TCPIP_DLMS | GSM | Feeder | 4813 | 303 | LOHOP | 223006 | TUPGAON
15117686 | DLMS-LnT | 053 | TCPIP_DLMS | GSM | Feeder | 4813 | 305 | 22KV KALOTE FEEDER | 223022 | Madap switching station
05162516 | DLMS-HPL | 076 | TCPIP_DLMS | GSM | Feeder | 4813 | 302 | 22 KV MAZGOAN IND | 223008 | 22 KV SAVAROLI SWITCHING
X1960237 | DLMS-Secure | 055 | TCPIP_DLMS | GSM | Feeder | 4813 | 304 | KHALAPUR SPARE FEEDER | 223008 | 22 KV SAVAROLI SWITCHING
X1779008 | DLMS-Secure | 055 | TCPIP_DLMS | GSM | Feeder | 4813 | 301 | KARJAT | 223006 | TUPGAON
17223798 | DLMS-LnT | 053 | TCPIP_DLMS | GSM | Feeder | 4813 | 302 | Kumbhivali Feeder | 223022 | Madap switching station
17270799 | DLMS-LnT | 053 | TCPIP_DLMS | GSM | Feeder | 4813 | 301 | VIPRAS EXPRESS | 223008 | 22 KV SAVAROLI SWITCHING
00308640 | DLMS-HPL | 076 | TCPIP_DLMS | GSM | Feeder | 4140 | 302 | 22 KV KHOPOLI TOWN | 226001 | 100/22 kV Khopoli SS
00308638 | DLMS-HPL | 076 | TCPIP_DLMS | GSM | Feeder | 4140 | 306 | 22 KV SHILPHATA | 226001 | 100/22 kV Khopoli SS
00308635 | DLMS-HPL | 076 | TCPIP_DLMS | GSM | Feeder | 4140 | 301 | 22 KV HPCL | 226001 | 100/22 kV Khopoli SS
00308634 | DLMS-HPL | 076 | TCPIP_DLMS | GSM | Feeder | 4140 | 305 | 22 KV KHOPOLI INDUSTRIAL | 226001 | 100/22 kV Khopoli SS
XB433978 | DLMS-Secure | 055 | TCPIP_DLMS | GSM | Feeder | 4140 | 307 | 22KV HITECH EXPRESS | 223088 | Dheku switching
XB433974 | DLMS-Secure | 055 | TCPIP_DLMS | GSM | Feeder | 4140 | 301 | KIDC OUTGOING | 223088 | Dheku switching
00308639 | DLMS-HPL | 076 | TCPIP_DLMS | GSM | Feeder | 4140 | 309 | 22 KV KHOPOLI RURAL | 226001 | 100/22 kV Khopoli SS
XB433977 | DLMS-Secure | 055 | TCPIP_DLMS | GSM | Feeder | 4140 | 303 | ECHJAY FORGING | 223088 | Dheku switching
XB433973 | DLMS-Secure | 055 | TCPIP_DLMS | GSM | Feeder | 4140 | 302 | ARCOSE INDUSTRIAL | 223088 | Dheku switching
17270801 | DLMS-LnT | 053 | TCPIP_DLMS | GSM | Feeder | 4140 | 306 | ENPAC EX | 226014 | TAMBATI
17270764 | DLMS-LnT | 053 | TCPIP_DLMS | GSM | Feeder | 4140 | 311 | MULGAON INDUSTRIAL FEEDER | 226001 | 100/22 kV Khopoli SS
X1947527 | DLMS-Secure | 055 | TCPIP_DLMS | GSM | Feeder | 4140 | 305 | SUPREME INDUSTRIES | 223088 | Dheku switching
XB433979 | DLMS-Secure | 055 | TCPIP_DLMS | GSM | Feeder | 4140 | 304 | EMERALD | 223088 | Dheku switching
X0401055 | DLMS-Secure | 055 | TCPIP_DLMS | GSM | Feeder | 4141 | 301 | BALAJI FORMALIN EXPRESS | 223030 | 22/22 kV Additional Patalganga Switching Station
17270763 | DLMS-LnT | 053 | TCPIP_DLMS | GSM | Feeder | 4141 | 315 | 22 KV RURAL | 223030 | 22/22 kV Additional Patalganga Switching Station
X1960236 | DLMS-Secure | 055 | TCPIP_DLMS | GSM | Feeder | 4141 | 303 | IDEMITSU EXPRESS | 223030 | 22/22 kV Additional Patalganga Switching Station
15117722 | DLMS-LnT | 053 | TCPIP_DLMS | GSM | Feeder | 4141 | 316 | V-ENSURE PHARMA EXPRESS | 223030 | 22/22 kV Additional Patalganga Switching Station
18205091 | DLMS-LnT | 053 | TCPIP_DLMS | GSM | Feeder | 4141 | 302 | PETRONAS EXPRESS | 223030 | 22/22 kV Additional Patalganga Switching Station
KA903237 | Secure | 055 | TCPIP_Secure | GSM | Feeder | 4141 | 301 | KASARBHAT | 223026 | SAI-ARSHIYA SWITCHING STATION
XB423924 | DLMS-Secure | 055 | TCPIP_DLMS | GSM | Feeder | 4141 | 304 | OG-4 | 223029 | 22 kV India Bulls Switching Station
KA903234 | Secure | 055 | TCPIP_Secure | GSM | Feeder | 4141 | 303 | ARSHIYA | 223026 | SAI-ARSHIYA SWITCHING STATION
XB423928 | DLMS-Secure | 055 | TCPIP_DLMS | GSM | Feeder | 4141 | 301 | MMRDA INDIA BULLS/ OG-3 | 223029 | 22 kV India Bulls Switching Station
X0399785 | DLMS-Secure | 055 | TCPIP_DLMS | GSM | Feeder | 4141 | 305 | 22KV KOKUYO CAMLINE | 223030 | 22/22 kV Additional Patalganga Switching Station
XB423929 | DLMS-Secure | 055 | TCPIP_DLMS | GSM | Feeder | 4141 | 303 | OG-2/ SECTOR 6 | 223029 | 22 kV India Bulls Switching Station
XB423923 | DLMS-Secure | 055 | TCPIP_DLMS | GSM | Feeder | 4141 | 305 | OG-5 | 223029 | 22 kV India Bulls Switching Station
X0400908 | DLMS-Secure | 055 | NON_AMR_MODEM | GSM | Feeder | 4141 | 302 | KELWANE | 223026 | SAI-ARSHIYA SWITCHING STATION
13073301 | LnT | 053 | TCPIP_LnT_9600 | GSM | Feeder | 4805 | 306 | 22 KV KHARAVALI | 223013 | 22KV SALE SW.STATION
19859235 | DLMS-LnT | 053 | TCPIP_DLMS | GSM | Feeder | 4805 | 301 | KUDALI | 228002 | 220 KV KANDALGAON SUB-STN
17270829 | DLMS-LnT | 053 | TCPIP_DLMS | GSM | Feeder | 4805 | 302 | POSCO | 223027 | MIDC VILE BHAGAD
17270830 | DLMS-LnT | 053 | TCPIP_DLMS | GSM | Feeder | 4805 | 303 | GAYA GUEST HOUSE | 223027 | MIDC VILE BHAGAD
17270845 | DLMS-LnT | 053 | TCPIP_DLMS | GSM | Feeder | 4805 | 306 | SAJE JACKWEL | 223027 | MIDC VILE BHAGAD
17270844 | DLMS-LnT | 053 | TCPIP_DLMS | GSM | Feeder | 4805 | 305 | TAIN CONSTRUCTION | 223027 | MIDC VILE BHAGAD
17270847 | DLMS-LnT | 053 | TCPIP_DLMS | GSM | Feeder | 4805 | 308 | INOX AIR | 223027 | MIDC VILE BHAGAD
17270846 | DLMS-LnT | 053 | TCPIP_DLMS | GSM | Feeder | 4805 | 307 | TAMBE | 223027 | MIDC VILE BHAGAD
17270843 | DLMS-LnT | 053 | TCPIP_DLMS | GSM | Feeder | 4805 | 304 | POSCO-2 | 223027 | MIDC VILE BHAGAD
10286238 | LnT | 053 | TCPIP_LnT_9600 | GSM | Feeder | 4805 | 302 | CHANDORA FEEDER. | 223013 | 22KV SALE SW.STATION
10280267 | LnT | 053 | TCPIP_LnT_9600 | GSM | Feeder | 4805 | 301 | TALA INDAPUR | 223013 | 22KV SALE SW.STATION
10280136 | LnT | 053 | TCPIP_LnT_9600 | GSM | Feeder | 4805 | 304 | MANGAON | 223013 | 22KV SALE SW.STATION
PNL08779 | Secure | 055 | TCPIP_Secure | GSM | Feeder | 4805 | 305 | SIROPLAST | 223013 | 22KV SALE SW.STATION
X0399830 | DLMS-Secure | 055 | TCPIP_DLMS | GSM | Feeder | 4805 | 303 | VILE VILLAGE | 228032 | 220/22KV SUBSTAN. VILE BHAGAD MIDC
17270828 | DLMS-LnT | 053 | TCPIP_DLMS | GSM | Feeder | 4805 | 301 | JKT NUTS LTD | 223027 | MIDC VILE BHAGAD
19645975 | DLMS-LnT | 053 | TCPIP_DLMS | GSM | Feeder | 4132 | 302 | SALAV | 223016 | 22/22 KV KOKBAN SW. STATION
17223836 | DLMS-LnT | 053 | TCPIP_DLMS | GSM | Feeder | 4132 | 303 | 22 KV NANDGOAN FEEDER | 223039 | 22/22 KV MURUD SW. STATION
KA903247 | Secure | 055 | TCPIP_Secure | GSM | Feeder | 4132 | 301 | MURUD TOWN | 223016 | 22/22 KV KOKBAN SW. STATION
18205072 | DLMS-LnT | 053 | TCPIP_DLMS | GSM | Feeder | 4132 | 301 | 22 KV MURUD CITY | 223039 | 22/22 KV MURUD SW. STATION
18205078 | DLMS-LnT | 053 | TCPIP_DLMS | GSM | Feeder | 4132 | 302 | 22 KV AGARDANDA FEEDER | 223039 | 22/22 KV MURUD SW. STATION
13376583 | DLMS-LnT | 053 | TCPIP_DLMS | GSM | Feeder | 4133 | 301 | PALI | 223018 | 22/22 KV TEMBHI (PALI) SW. STATION
X0399727 | DLMS-Secure | 055 | TCPIP_DLMS | GSM | Feeder | 4133 | 303 | MIDC -II | 229018 | 400/220/22 KV KANSAI (NAGOTHANE) S/STN.
13376584 | DLMS-LnT | 053 | TCPIP_DLMS | GSM | Feeder | 4133 | 302 | NADSUR | 223018 | 22/22 KV TEMBHI (PALI) SW. STATION
08024095 | DLMS-Genus | 065 | TCPIP_DLMS | GSM | Feeder | 4135 | 303 | AMBIVALI | 223019 | 22/22 KV SUTARWADI (AMBIVALI) SW. STATION
08024104 | DLMS-Genus | 065 | TCPIP_DLMS | GSM | Feeder | 4135 | 301 | HETAWANE | 223019 | 22/22 KV SUTARWADI (AMBIVALI) SW. STATION
08024103 | DLMS-Genus | 065 | TCPIP_DLMS | GSM | Feeder | 4135 | 302 | DHOKLEWADI | 223019 | 22/22 KV SUTARWADI (AMBIVALI) SW. STATION
19859233 | DLMS-LnT | 053 | TCPIP_DLMS | GSM | Feeder | 4135 | 313 | ROHA_URBAN | 226006 | 100/22 KV DHATAV SUB STATION
08024090 | DLMS-Genus | 065 | TCPIP_DLMS | GSM | Feeder | 4135 | 304 | GAULWADI | 223019 | 22/22 KV SUTARWADI (AMBIVALI) SW. STATION
05268285 | Elster | 057 | TCPIP_Elster_RS232 | GSM | Feeder | 4135 | 304 | KHAMB | 223015 | 22/22 KV KOLAD SW. STATION
17270848 | DLMS-LnT | 053 | TCPIP_DLMS | GSM | Feeder | 4135 | 311 | MIDC-4 | 226006 | 100/22 KV DHATAV SUB STATION
04577921 | DLMS-Genus | 065 | TCPIP_DLMS | GSM | Feeder | 4804 | 302 | PADWAN | 223021 | 22/22 KV TALA (BORGHAR) SW. STATION
10286091 | LnT | 053 | TCPIP_LnT_9600 | GSM | Feeder | 4804 | 301 | TALA | 223021 | 22/22 KV TALA (BORGHAR) SW. STATION
10277589 | LnT | 053 | TCPIP_LnT_9600 | GSM | Feeder | 4804 | 304 | TALEGOAN | 223021 | 22/22 KV TALA (BORGHAR) SW. STATION
10280118 | LnT | 053 | TCPIP_LnT_9600 | GSM | Feeder | 4804 | 305 | MANDAD | 223021 | 22/22 KV TALA (BORGHAR) SW. STATION
10276940 | LnT | 053 | TCPIP_LnT_9600 | GSM | Feeder | 4804 | 303 | SONSADE | 223021 | 22/22 KV TALA (BORGHAR) SW. STATION
14676356 | DLMS-LnT | 053 | TCPIP_DLMS | GSM | Feeder | 4733 | 203 | AMFORGE | 113016 | AMFORGE
14676353 | DLMS-LnT | 053 | TCPIP_DLMS | GSM | Feeder | 4733 | 204 | J BHARAT | 113016 | AMFORGE
00307363 | DLMS-HPL | 076 | TCPIP_DLMS | GSM | Feeder | 4733 | 201 | RACHANA | 113015 | LOKPRIYA
00382705 | DLMS-HPL | 076 | TCPIP_DLMS | GSM | Feeder | 4733 | 202 | RAILWAY | 113023 | Haryali
16198380 | DLMS-LnT | 053 | TCPIP_DLMS | GSM | Feeder | 4733 | 208 | LODHA IMPERIA | 113016 | AMFORGE
12626692 | DLMS-LnT | 053 | TCPIP_DLMS | GSM | Feeder | 4733 | 207 | NEHA | 113016 | AMFORGE
17223885 | DLMS-LnT | 053 | TCPIP_DLMS | GSM | Feeder | 4733 | 201 | MAHAVIR-1 | 113016 | AMFORGE
00310871 | DLMS-HPL | 076 | TCPIP_DLMS | GSM | Feeder | 4733 | 201 | 11KV LODHA KANJUR FEEDER | 113023 | Haryali
00307434 | DLMS-HPL | 076 | TCPIP_DLMS | GSM | Feeder | 4733 | 300 | 22 KV TOYO/STEEL - II | 113032 | 22KV LODHA SWITCHING
00711638 | DLMS-HPL | 076 | TCPIP_DLMS | GSM | Feeder | 4733 | 206 | POLICE STATION | 113022 | DREAMS
00306989 | DLMS-HPL | 076 | TCPIP_DLMS | GSM | Feeder | 4733 | 200 | DHEERAJ DREAMS-3 | 113022 | DREAMS
00310554 | DLMS-HPL | 076 | TCPIP_DLMS | GSM | Feeder | 4733 | 303 | 22KV HDFC BANK | 113032 | 22KV LODHA SWITCHING
00311059 | DLMS-HPL | 076 | TCPIP_DLMS | GSM | Feeder | 4733 | 205 | 11KV SARVAMANGAL | 113015 | LOKPRIYA
13026582 | LnT | 053 | TCPIP_LnT_9600 | GSM | Feeder | 4733 | 201 | LODHA JOLLY BOARD | 113030 | 22/11kV Lodha Receiving Station
13026576 | LnT | 053 | TCPIP_LnT_9600 | GSM | Feeder | 4733 | 204 | LODHA AURUM GRANDIES FEEDER | 113030 | 22/11kV Lodha Receiving Station
13026557 | LnT | 053 | TCPIP_LnT_9600 | GSM | Feeder | 4733 | 200 | LODHA SUPREMUS | 113030 | 22/11kV Lodha Receiving Station
00310558 | DLMS-HPL | 076 | TCPIP_DLMS | GSM | Feeder | 4733 | 200 | MARATHON | 113023 | Haryali
13026563 | LnT | 053 | TCPIP_LnT_9600 | GSM | Feeder | 4733 | 203 | LODHA -3 FEEDER | 113030 | 22/11kV Lodha Receiving Station
00310704 | DLMS-HPL | 076 | TCPIP_DLMS | GSM | Feeder | 4733 | 203 | GANDHI NAGAR | 113023 | Haryali
00381707 | DLMS-HPL | 076 | TCPIP_DLMS | GSM | Feeder | 4733 | 204 | KANJUR SIGNAL | 113023 | Haryali
00311058 | DLMS-HPL | 076 | TCPIP_DLMS | GSM | Feeder | 4733 | 208 | BHANDUP STATION | 113015 | LOKPRIYA
05036889 | DLMS-HPL | 076 | TCPIP_DLMS | GSM | Feeder | 4733 | 203 | DHEERAJ DREAMS 5 | 113022 | DREAMS
05162620 | DLMS-HPL | 076 | TCPIP_DLMS | GSM | Feeder | 4733 | 206 | RCF | 113015 | LOKPRIYA
00306987 | DLMS-HPL | 076 | TCPIP_DLMS | GSM | Feeder | 4733 | 209 | BHANDUPESHWAR KUND | 113015 | LOKPRIYA
00307370 | DLMS-HPL | 076 | TCPIP_DLMS | GSM | Feeder | 4733 | 202 | UDAYSHREE FEEDER | 113015 | LOKPRIYA
00565972 | DLMS-HPL | 076 | TCPIP_DLMS | GSM | Feeder | 4733 | 203 | JANTA MARKET FEEDER | 113015 | LOKPRIYA
00307159 | DLMS-HPL | 076 | TCPIP_DLMS | GSM | Feeder | 4733 | 204 | DAV COLLEGE | 113015 | LOKPRIYA
00381430 | DLMS-HPL | 076 | TCPIP_DLMS | GSM | Feeder | 4733 | 204 | VILLAGE ROAD FEEDER | 113022 | DREAMS
00309980 | DLMS-HPL | 076 | TCPIP_DLMS | GSM | Feeder | 4733 | 202 | DHEERAJ DREAMS-4 | 113022 | DREAMS
12626690 | DLMS-LnT | 053 | TCPIP_DLMS | GSM | Feeder | 4733 | 209 | USHA COMPLEX | 113016 | AMFORGE
12626601 | DLMS-LnT | 053 | TCPIP_DLMS | GSM | Feeder | 4733 | 206 | PANNALAL | 113016 | AMFORGE
00307260 | DLMS-HPL | 076 | TCPIP_DLMS | GSM | Feeder | 4733 | 201 | DHEERAJ DREAMS-2 | 113022 | DREAMS
17223884 | DLMS-LnT | 053 | TCPIP_DLMS | GSM | Feeder | 4733 | 202 | ANGEL | 113016 | AMFORGE
XB449683 | DLMS-Secure | 055 | TCPIP_DLMS | GSM | Feeder | 4732 | 204 | NEW AXIS BANK | 113029 | SOLARIES RECIEVING SUB STATION
X0401014 | DLMS-Secure | 055 | TCPIP_DLMS | GSM | Feeder | 4732 | 205 | BMC PUMPING | 113017 | NAVAL DOCKYARD
08023210 | DLMS-Genus | 065 | TCPIP_DLMS | GSM | Feeder | 4732 | 202 | SOLARIS | 113029 | SOLARIES RECIEVING SUB STATION
MSB06530 | Secure | 055 | TCPIP_Secure | GSM | Feeder | 4732 | 206 | IMPERIAL PALACE | 113027 | ROYAL PALMS
MSB06526 | Secure | 055 | TCPIP_Secure | GSM | Feeder | 4732 | 202 | THAKUR COMPOUND | 113027 | ROYAL PALMS
00566031 | DLMS-HPL | 076 | TCPIP_DLMS | GSM | Feeder | 4732 | 201 | SHIV SAKTI NAGAR | 113029 | SOLARIES RECIEVING SUB STATION
08025587 | DLMS-Genus | 065 | TCPIP_DLMS | GSM | Feeder | 4732 | 205 | DEVI DAYAL | 113011 | SBRS
08024021 | DLMS-Genus | 065 | TCPIP_DLMS | GSM | Feeder | 4732 | 206 | KAJU TEKADI | 113011 | SBRS
08025458 | DLMS-Genus | 065 | TCPIP_DLMS | GSM | Feeder | 4732 | 203 | INDIAN STEEL | 113011 | SBRS
08024020 | DLMS-Genus | 065 | TCPIP_DLMS | GSM | Feeder | 4732 | 212 | METRO CASH & CARRY | 113011 | SBRS
00307516 | DLMS-HPL | 076 | TCPIP_DLMS | GSM | Feeder | 4732 | 203 | TUNGWA | 113019 | NITIE SUBSTATION
00309429 | DLMS-HPL | 076 | TCPIP_DLMS | GSM | Feeder | 4732 | 212 | PRESTINE | 113024 | M&B
MSB06523 | Secure | 055 | TCPIP_Secure | GSM | Feeder | 4732 | 205 | RELIANCE MEDIA | 113027 | ROYAL PALMS
00566044 | DLMS-HPL | 076 | TCPIP_DLMS | GSM | Feeder | 4732 | 208 | Ganesh Ghat | 113017 | NAVAL DOCKYARD
00566010 | DLMS-HPL | 076 | TCPIP_DLMS | GSM | Feeder | 4732 | 209 | HANUMAN SILK MILLS | 113024 | M&B
13062929 | DLMS-LnT | 053 | TCPIP_DLMS | GSM | Feeder | 4732 | 203 | Spl. Gate RMU | 113035 | MAHENDRA SPELNDOR SUB STATION
XD485922 | DLMS-Secure | 055 | TCPIP_DLMS | GSM | Feeder | 4732 | 201 | RUNWAL FOREST 1 | 113050 | RUNWAL FOREST
00310168 | DLMS-HPL | 076 | TCPIP_DLMS | GSM | Feeder | 4732 | 202 | NITIE GATE | 113019 | NITIE SUBSTATION
08025594 | DLMS-Genus | 065 | TCPIP_DLMS | GSM | Feeder | 4732 | 209 | RNA | 113011 | SBRS
00565971 | DLMS-HPL | 076 | TCPIP_DLMS | GSM | Feeder | 4732 | 204 | RESIDENCY | 113019 | NITIE SUBSTATION
00306988 | DLMS-HPL | 076 | TCPIP_DLMS | GSM | Feeder | 4732 | 202 | NEW FEEDER | 113035 | MAHENDRA SPELNDOR SUB STATION
XB449679 | DLMS-Secure | 055 | TCPIP_DLMS | GSM | Feeder | 4732 | 203 | FAIR DEAL | 113029 | SOLARIES RECIEVING SUB STATION
X1082804 | DLMS-Secure | 055 | TCPIP_DLMS | GSM | Feeder | 4732 | 207 | WILSON GATE | 113027 | ROYAL PALMS
00310196 | DLMS-HPL | 076 | TCPIP_DLMS | GSM | Feeder | 4732 | 201 | M PHULE | 113017 | NAVAL DOCKYARD
08024047 | DLMS-Genus | 065 | TCPIP_DLMS | GSM | Feeder | 4732 | 202 | JANATA MARKET | 113011 | SBRS
08024040 | DLMS-Genus | 065 | TCPIP_DLMS | GSM | Feeder | 4732 | 204 | JAMIL NAGAR | 113011 | SBRS
08023206 | DLMS-Genus | 065 | TCPIP_DLMS | GSM | Feeder | 4732 | 201 | G E SHIPPING | 113011 | SBRS
08024041 | DLMS-Genus | 065 | TCPIP_DLMS | GSM | Feeder | 4732 | 208 | NEVAL DOCKYARD | 113011 | SBRS
08025578 | DLMS-Genus | 065 | TCPIP_DLMS | GSM | Feeder | 4732 | 211 | JOY HOME | 113011 | SBRS
08024046 | DLMS-Genus | 065 | TCPIP_DLMS | GSM | Feeder | 4732 | 210 | PAWAR PUBLIC SCHOOL | 113011 | SBRS
08023208 | DLMS-Genus | 065 | TCPIP_DLMS | GSM | Feeder | 4732 | 201 | MAHINDRA SPL | 113035 | MAHENDRA SPELNDOR SUB STATION
XD452516 | DLMS-Secure | 055 | TCPIP_DLMS | GSM | Feeder | 4732 | 203 | NEW GUNDECHA | 113050 | RUNWAL FOREST
XD485924 | DLMS-Secure | 055 | TCPIP_DLMS | GSM | Feeder | 4732 | 208 | BOMBAY OIL | 113050 | RUNWAL FOREST
X1096254 | DLMS-Secure | 055 | TCPIP_DLMS | GSM | Feeder | 4732 | 201 | MMRDA | 113024 | M&B
X1082856 | DLMS-Secure | 055 | TCPIP_DLMS | GSM | Feeder | 4732 | 202 | NEPTUNE | 113024 | M&B
03003822 | Genus | 065 | TCPIP_Genus | GSM | Feeder | 4732 | 207 | SHAHA | 113011 | SBRS
00306983 | DLMS-HPL | 076 | TCPIP_DLMS | GSM | Feeder | 4732 | 204 | KENDRAY VIDYALAY | 113017 | NAVAL DOCKYARD
00310867 | DLMS-HPL | 076 | TCPIP_DLMS | GSM | Feeder | 4732 | 203 | POWAI CHURCH | 113017 | NAVAL DOCKYARD
00309604 | DLMS-HPL | 076 | TCPIP_DLMS | GSM | Feeder | 4732 | 206 | GARISON ENGINEEERS | 113017 | NAVAL DOCKYARD
X0401011 | DLMS-Secure | 055 | TCPIP_DLMS | GSM | Feeder | 4732 | 207 | AXIS BANK | 113017 | NAVAL DOCKYARD
12626698 | DLMS-LnT | 053 | TCPIP_DLMS | GSM | Feeder | 4734 | 211 | HEERA NAGAR | 113012 | NBRS
04579123 | DLMS-Genus | 065 | TCPIP_DLMS | GSM | Feeder | 4734 | 206 | RUNWAL GREEN I | 113031 | RUNWAL
12626689 | DLMS-LnT | 053 | TCPIP_DLMS | GSM | Feeder | 4734 | 209 | TITAN | 113012 | NBRS
00382247 | DLMS-HPL | 076 | TCPIP_DLMS | GSM | Feeder | 4734 | 208 | NAHAR | 113012 | NBRS
20233094 | DLMS-LnT | 053 | TCPIP_LnT_9600 | GSM | Feeder | 4734 | 212 | SAMARTH FEEDER | 113012 | NBRS
05162614 | DLMS-HPL | 076 | TCPIP_DLMS | GSM | Feeder | 4734 | 201 | KHALASA COMPOUND | 113036 | HDIL
05037102 | DLMS-HPL | 076 | TCPIP_DLMS | GSM | Feeder | 4734 | 202 | KILLBURN | 113036 | HDIL
05162630 | DLMS-HPL | 076 | TCPIP_DLMS | GSM | Feeder | 4734 | 204 | 11KV VISHAL FEEDER | 113036 | HDIL
00307255 | DLMS-HPL | 076 | TCPIP_DLMS | GSM | Feeder | 4734 | 207 | INAMDAR | 113012 | NBRS
00310549 | DLMS-HPL | 076 | TCPIP_DLMS | GSM | Feeder | 4734 | 213 | FILIX | 113012 | NBRS
00310542 | DLMS-HPL | 076 | TCPIP_DLMS | GSM | Feeder | 4734 | 203 | SOHEL | 113012 | NBRS
00310550 | DLMS-HPL | 076 | TCPIP_DLMS | GSM | Feeder | 4734 | 210 | ESCOMED | 113012 | NBRS
00310878 | DLMS-HPL | 076 | TCPIP_DLMS | GSM | Feeder | 4734 | 204 | ASIAN PAINTS | 113012 | NBRS
08024031 | DLMS-Genus | 065 | TCPIP_DLMS | GSM | Feeder | 4734 | 202 | RUNWAL GREEN-II | 113031 | RUNWAL
08023207 | DLMS-Genus | 065 | TCPIP_DLMS | GSM | Feeder | 4734 | 203 | RUNWAL GREEN III | 113031 | RUNWAL
08024048 | DLMS-Genus | 065 | TCPIP_DLMS | GSM | Feeder | 4734 | 201 | GMLR | 113031 | RUNWAL
08024035 | DLMS-Genus | 065 | TCPIP_DLMS | GSM | Feeder | 4734 | 205 | RUNWAL GREEN V | 113031 | RUNWAL
08024034 | DLMS-Genus | 065 | TCPIP_DLMS | GSM | Feeder | 4734 | 204 | RUNWAL GREEN IV | 113031 | RUNWAL
X0400239 | DLMS-Secure | 055 | TCPIP_DLMS | GSM | Feeder | 4734 | 202 | NEELA | 113012 | NBRS
X1082798 | DLMS-Secure | 055 | TCPIP_DLMS | GSM | Feeder | 4734 | 205 | SHIV COLD | 113012 | NBRS
14676346 | DLMS-LnT | 053 | TCPIP_DLMS | GSM | Feeder | 4734 | 206 | ADVANI | 113012 | NBRS
04576854 | DLMS-Genus | 065 | TCPIP_DLMS | GSM | Feeder | 4705 | 206 | NEELAM NAGAR | 113521 | P.M.G.P. RECEIVING
X0400287 | DLMS-Secure | 055 | TCPIP_DLMS | GSM | Feeder | 4705 | 206 | SENROOF-II | 113040 | Pioneer S/stn.
XB477503 | DLMS-Secure | 055 | TCPIP_DLMS | GSM | Feeder | 4705 | 202 | 11KV OM SHANTI | 113040 | Pioneer S/stn.
12626423 | DLMS-LnT | 053 | TCPIP_DLMS | GSM | Feeder | 4705 | 210 | GURUPUSHYAMRUT | 113521 | P.M.G.P. RECEIVING
X0400307 | DLMS-Secure | 055 | TCPIP_DLMS | GSM | Feeder | 4705 | 208 | KSHITIJ | 113020 | HARIOMNAGAR RECEIVING
00381568 | DLMS-HPL | 076 | TCPIP_DLMS | GSM | Feeder | 4705 | 207 | 11KV YASHODHAN FEEDER | 113521 | P.M.G.P. RECEIVING
00310703 | DLMS-HPL | 076 | TCPIP_DLMS | GSM | Feeder | 4705 | 209 | SHRIPAD | 113521 | P.M.G.P. RECEIVING
08025589 | DLMS-Genus | 065 | TCPIP_DLMS | GSM | Feeder | 4705 | 201 | ANKITA | 113521 | P.M.G.P. RECEIVING
X0789989 | DLMS-Secure | 055 | TCPIP_DLMS | GSM | Feeder | 4705 | 203 | KALPTARU | 113020 | HARIOMNAGAR RECEIVING
00306904 | DLMS-HPL | 076 | TCPIP_DLMS | GSM | Feeder | 4705 | 202 | EX. HIGHWAY THANA | 113521 | P.M.G.P. RECEIVING
00565989 | DLMS-HPL | 076 | TCPIP_DLMS | GSM | Feeder | 4705 | 211 | NAVGHAR HTP | 113521 | P.M.G.P. RECEIVING
08025596 | DLMS-Genus | 065 | TCPIP_DLMS | GSM | Feeder | 4705 | 205 | LALITA | 113521 | P.M.G.P. RECEIVING
08025597 | DLMS-Genus | 065 | TCPIP_DLMS | GSM | Feeder | 4705 | 208 | 11KV RAVIDARSHAN FEEDER | 113521 | P.M.G.P. RECEIVING
XD502203 | DLMS-Secure | 055 | TCPIP_DLMS | GSM | Feeder | 4705 | 202 | HARIOM NAGAR | 113020 | HARIOMNAGAR RECEIVING
X0402883 | DLMS-Secure | 055 | TCPIP_DLMS | GSM | Feeder | 4705 | 205 | 11KV RICHA FEEDER | 113020 | HARIOMNAGAR RECEIVING
00310702 | DLMS-HPL | 076 | TCPIP_DLMS | GSM | Feeder | 4705 | 203 | ANAND NAGAR | 113521 | P.M.G.P. RECEIVING
05162619 | DLMS-HPL | 076 | TCPIP_DLMS | GSM | Feeder | 4705 | 204 | 11KV UNITISED FEEDER | 113521 | P.M.G.P. RECEIVING
X0400241 | DLMS-Secure | 055 | TCPIP_DLMS | GSM | Feeder | 4705 | 206 | ETERNITY | 113020 | HARIOMNAGAR RECEIVING
X0400323 | DLMS-Secure | 055 | TCPIP_DLMS | GSM | Feeder | 4705 | 207 | MANAS | 113020 | HARIOMNAGAR RECEIVING
00310868 | DLMS-HPL | 076 | TCPIP_DLMS | GSM | Feeder | 4705 | 204 | N.M.JOSHI | 113038 | SUN-STREAM
00306990 | DLMS-HPL | 076 | TCPIP_DLMS | GSM | Feeder | 4705 | 205 | 11KV PMGP COLONY FEEDER | 113038 | SUN-STREAM
X0400326 | DLMS-Secure | 055 | TCPIP_DLMS | GSM | Feeder | 4705 | 201 | 11KV SAMPADA FEEDER | 113020 | HARIOMNAGAR RECEIVING
X0402887 | DLMS-Secure | 055 | TCPIP_DLMS | GSM | Feeder | 4705 | 204 | SAINATH | 113020 | HARIOMNAGAR RECEIVING
X0400288 | DLMS-Secure | 055 | TCPIP_DLMS | GSM | Feeder | 4705 | 204 | 11 KV CHINTAMANI | 113040 | Pioneer S/stn.
X0401033 | DLMS-Secure | 055 | TCPIP_DLMS | GSM | Feeder | 4705 | 203 | SENROOF-I | 113040 | Pioneer S/stn.
X0400289 | DLMS-Secure | 055 | TCPIP_DLMS | GSM | Feeder | 4705 | 205 | 11 KV GANADHIRAJ | 113040 | Pioneer S/stn.
XB477502 | DLMS-Secure | 055 | TCPIP_DLMS | GSM | Feeder | 4705 | 207 | 11KV SHUBH LABH | 113040 | Pioneer S/stn.
XC590087 | DLMS-Secure | 055 | TCPIP_DLMS | GSM | Feeder | 4704 | 202 | KALPANAGARI | 113028 | 22/11 kV YOGI HILL
12626701 | DLMS-LnT | 053 | TCPIP_DLMS | GSM | Feeder | 4704 | 301 | 22 KV RUNWAL ANTHURIAM | 113021 | LOK EVEREST
X0400344 | DLMS-Secure | 055 | TCPIP_DLMS | GSM | Feeder | 4704 | 208 | OLD RAM GOPAL | 113021 | LOK EVEREST
X0402899 | DLMS-Secure | 055 | TCPIP_DLMS | GSM | Feeder | 4704 | 202 | GEMINI | 113039 | RUNWAL ANTHURIAM
XB406887 | DLMS-Secure | 055 | TCPIP_DLMS | GSM | Feeder | 4704 | 201 | RAMONA | 113039 | RUNWAL ANTHURIAM
00307214 | DLMS-HPL | 076 | TCPIP_DLMS | GSM | Feeder | 4704 | 206 | S H KELKAR | 283071 | PANCHPAKHADI REC STN
00381665 | DLMS-HPL | 076 | TCPIP_DLMS | GSM | Feeder | 4704 | 208 | TATA FISION | 283071 | PANCHPAKHADI REC STN
00566024 | DLMS-HPL | 076 | TCPIP_DLMS | GSM | Feeder | 4704 | 202 | LOK KAILASH | 113021 | LOK EVEREST
00307151 | DLMS-HPL | 076 | TCPIP_DLMS | GSM | Feeder | 4704 | 205 | DEEVECHA | 283071 | PANCHPAKHADI REC STN
00307154 | DLMS-HPL | 076 | TCPIP_DLMS | GSM | Feeder | 4704 | 204 | CITY OF JOY | 113021 | LOK EVEREST
00311027 | DLMS-HPL | 076 | TCPIP_DLMS | GSM | Feeder | 4704 | 205 | NEW SHANTI | 113021 | LOK EVEREST
X0402898 | DLMS-Secure | 055 | TCPIP_DLMS | GSM | Feeder | 4704 | 206 | NEW TRIDEV | 113039 | RUNWAL ANTHURIAM
00310709 | DLMS-HPL | 076 | TCPIP_DLMS | GSM | Feeder | 4704 | 203 | SWAMI SAMARTHA | 113021 | LOK EVEREST
00381670 | DLMS-HPL | 076 | TCPIP_DLMS | GSM | Feeder | 4704 | 209 | YOGI HILL | 283071 | PANCHPAKHADI REC STN
00565992 | DLMS-HPL | 076 | TCPIP_DLMS | GSM | Feeder | 4704 | 210 | SAPTERSHI | 283071 | PANCHPAKHADI REC STN
00311057 | DLMS-HPL | 076 | TCPIP_DLMS | GSM | Feeder | 4704 | 202 | HUGALI-I | 283071 | PANCHPAKHADI REC STN
05037057 | DLMS-HPL | 076 | TCPIP_DLMS | GSM | Feeder | 4704 | 203 | HUGALI-II | 283071 | PANCHPAKHADI REC STN
00310884 | DLMS-HPL | 076 | TCPIP_DLMS | GSM | Feeder | 4704 | 205 | WILLOWS TOWER | 113028 | 22/11 kV YOGI HILL
13376763 | LnT | 053 | TCPIP_LnT_9600 | GSM | Feeder | 4704 | 206 | VEENITA | 113028 | 22/11 kV YOGI HILL
00310879 | DLMS-HPL | 076 | TCPIP_DLMS | GSM | Feeder | 4704 | 204 | SWAPNA NAGARI | 113028 | 22/11 kV YOGI HILL
05162579 | DLMS-HPL | 076 | TCPIP_DLMS | GSM | Feeder | 4704 | 203 | MANISHA HEIGHTS | 113028 | 22/11 kV YOGI HILL
05162580 | DLMS-HPL | 076 | TCPIP_DLMS | GSM | Feeder | 4704 | 201 | YOGI HILL NO.3 | 113028 | 22/11 kV YOGI HILL
00307212 | DLMS-HPL | 076 | TCPIP_DLMS | GSM | Feeder | 4704 | 207 | TRIDEV | 283071 | PANCHPAKHADI REC STN
00306910 | DLMS-HPL | 076 | TCPIP_DLMS | GSM | Feeder | 4704 | 201 | ACC | 113021 | LOK EVEREST
00311052 | DLMS-HPL | 076 | TCPIP_DLMS | GSM | Feeder | 4704 | 206 | GALA | 113021 | LOK EVEREST
00565988 | DLMS-HPL | 076 | TCPIP_DLMS | GSM | Feeder | 4704 | 207 | SANT DYNESHWAR | 113021 | LOK EVEREST
00307216 | DLMS-HPL | 076 | TCPIP_DLMS | GSM | Feeder | 4704 | 201 | SHREE NAGAR FEEDER | 283071 | PANCHPAKHADI REC STN
00307213 | DLMS-HPL | 076 | TCPIP_DLMS | GSM | Feeder | 4704 | 204 | DENTAL PRODUCT | 283071 | PANCHPAKHADI REC STN
0E026201 | DLMS-Genus | 065 | TCPIP_DLMS | GSM | Feeder | 4704 | 302 | AXILIARY LOK EVEREST | 113021 | LOK EVEREST
X0400311 | DLMS-Secure | 055 | TCPIP_DLMS | GSM | Feeder | 4704 | 203 | R SQUARE | 113039 | RUNWAL ANTHURIAM
00310199 | DLMS-HPL | 076 | TCPIP_DLMS | GSM | Feeder | 4703 | 201 | OPEL | 113025 | 22/11 KV NIRMAL LIFE S/STN
08024051 | DLMS-Genus | 065 | TCPIP_DLMS | GSM | Feeder | 4703 | 207 | AMBEDKAR | 113018 | 22/11 KV BEST
00310889 | DLMS-HPL | 076 | TCPIP_DLMS | GSM | Feeder | 4703 | 203 | 11 KV VIJAY TANK | 113037 | 22/11 KV HDIL SUBSTATION
00381593 | DLMS-HPL | 076 | TCPIP_DLMS | GSM | Feeder | 4703 | 201 | 11 KV BSJN | 113037 | 22/11 KV HDIL SUBSTATION
00310544 | DLMS-HPL | 076 | TCPIP_DLMS | GSM | Feeder | 4703 | 202 | 11 KV RUNWAL INFINITY | 113037 | 22/11 KV HDIL SUBSTATION
X0400345 | DLMS-Secure | 055 | TCPIP_DLMS | GSM | Feeder | 4703 | 205 | NEST-II | 113037 | 22/11 KV HDIL SUBSTATION
X0401250 | DLMS-Secure | 055 | TCPIP_DLMS | GSM | Feeder | 4703 | 204 | NEST-I | 113037 | 22/11 KV HDIL SUBSTATION
MSP35607 | Secure | 055 | TCPIP_Secure | GSM | Feeder | 4703 | 206 | KHINDIPADA | 113025 | 22/11 KV NIRMAL LIFE S/STN
00566020 | DLMS-HPL | 076 | TCPIP_DLMS | GSM | Feeder | 4703 | 209 | P &T COLONY | 113018 | 22/11 KV BEST
X2142087 | DLMS-Secure | 055 | TCPIP_DLMS | GSM | Feeder | 4703 | 202 | RITA | 113018 | 22/11 KV BEST
X2153602 | DLMS-Secure | 055 | TCPIP_DLMS | GSM | Feeder | 4703 | 204 | ASHOK CORPORATION | 113018 | 22/11 KV BEST
00309422 | DLMS-HPL | 076 | TCPIP_DLMS | GSM | Feeder | 4703 | 202 | AMRUTA | 113025 | 22/11 KV NIRMAL LIFE S/STN
08025592 | DLMS-Genus | 065 | TCPIP_DLMS | GSM | Feeder | 4703 | 210 | MANORANJAN | 113018 | 22/11 KV BEST
00382111 | DLMS-HPL | 076 | TCPIP_DLMS | GSM | Feeder | 4703 | 200 | CORPORATE | 113025 | 22/11 KV NIRMAL LIFE S/STN
00309292 | DLMS-HPL | 076 | TCPIP_DLMS | GSM | Feeder | 4703 | 204 | SONAPUR HTP | 113025 | 22/11 KV NIRMAL LIFE S/STN
00381936 | DLMS-HPL | 076 | TCPIP_DLMS | GSM | Feeder | 4703 | 203 | RUNWAL | 113025 | 22/11 KV NIRMAL LIFE S/STN
08024024 | DLMS-Genus | 065 | TCPIP_DLMS | GSM | Feeder | 4703 | 208 | CAMP III | 113018 | 22/11 KV BEST
00311092 | DLMS-HPL | 076 | TCPIP_DLMS | GSM | Feeder | 4703 | 208 | LOK RACHANA-KARYA | 113025 | 22/11 KV NIRMAL LIFE S/STN
X2047479 | DLMS-Secure | 055 | TCPIP_DLMS | GSM | Feeder | 4703 | 210 | ATMOSPHERE | 113013 | 22/11 KV SARVODAYA
X2047469 | DLMS-Secure | 055 | TCPIP_DLMS | GSM | Feeder | 4703 | 202 | MAASHPURAM | 113013 | 22/11 KV SARVODAYA
X2047468 | DLMS-Secure | 055 | TCPIP_DLMS | GSM | Feeder | 4703 | 203 | UDYOGKSHETRA | 113013 | 22/11 KV SARVODAYA
X2047481 | DLMS-Secure | 055 | TCPIP_DLMS | GSM | Feeder | 4703 | 204 | SAIDHAM | 113013 | 22/11 KV SARVODAYA
X2103516 | DLMS-Secure | 055 | TCPIP_DLMS | GSM | Feeder | 4703 | 206 | SHREERAM | 113013 | 22/11 KV SARVODAYA
X2103517 | DLMS-Secure | 055 | TCPIP_DLMS | GSM | Feeder | 4703 | 207 | RAJA | 113013 | 22/11 KV SARVODAYA
X2103518 | DLMS-Secure | 055 | TCPIP_DLMS | GSM | Feeder | 4703 | 208 | KARIA | 113013 | 22/11 KV SARVODAYA
X2047482 | DLMS-Secure | 055 | TCPIP_DLMS | GSM | Feeder | 4703 | 205 | SARVODAYA | 113013 | 22/11 KV SARVODAYA
X2047471 | DLMS-Secure | 055 | TCPIP_DLMS | GSM | Feeder | 4703 | 209 | NAHURGAON | 113013 | 22/11 KV SARVODAYA
X2047470 | DLMS-Secure | 055 | TCPIP_DLMS | GSM | Feeder | 4703 | 201 | MHADA | 113013 | 22/11 KV SARVODAYA
X2142074 | DLMS-Secure | 055 | TCPIP_DLMS | GSM | Feeder | 4703 | 205 | SONAR BUNGLOW | 113018 | 22/11 KV BEST
X2142089 | DLMS-Secure | 055 | TCPIP_DLMS | GSM | Feeder | 4703 | 201 | MARATHON | 113018 | 22/11 KV BEST
X2136517 | DLMS-Secure | 055 | TCPIP_DLMS | GSM | Feeder | 4703 | 206 | AASTHA | 113018 | 22/11 KV BEST
X2142068 | DLMS-Secure | 055 | TCPIP_DLMS | GSM | Feeder | 4703 | 212 | P KHERAJ | 113018 | 22/11 KV BEST
X2136552 | DLMS-Secure | 055 | TCPIP_DLMS | GSM | Feeder | 4703 | 211 | ESIS | 113018 | 22/11 KV BEST
X2153615 | DLMS-Secure | 055 | TCPIP_DLMS | GSM | Feeder | 4703 | 203 | BHAWANI | 113018 | 22/11 KV BEST
00382249 | DLMS-HPL | 076 | TCPIP_DLMS | GSM | Feeder | 4703 | 205 | VASANT OSCAR 2 | 113025 | 22/11 KV NIRMAL LIFE S/STN
00310559 | DLMS-HPL | 076 | TCPIP_DLMS | GSM | Feeder | 4727 | 206 | PURNIMA | 283070 | THANE (W)RECIVING STATION
00566007 | DLMS-HPL | 076 | TCPIP_DLMS | GSM | Feeder | 4727 | 205 | THANE AUDITORIUM | 283070 | THANE (W)RECIVING STATION
19645857 | DLMS-LnT | 053 | TCPIP_DLMS | GSM | Feeder | 4727 | 203 | RAVI UDAY | 283070 | THANE (W)RECIVING STATION
12626671 | DLMS-LnT | 053 | TCPIP_DLMS | GSM | Feeder | 4727 | 207 | TMC STADIUM | 283070 | THANE (W)RECIVING STATION
17223863 | DLMS-LnT | 053 | TCPIP_DLMS | GSM | Feeder | 4727 | 202 | BALAWANT | 283070 | THANE (W)RECIVING STATION
00566027 | DLMS-HPL | 076 | TCPIP_DLMS | GSM | Feeder | 4727 | 208 | LAKE VIEW | 283070 | THANE (W)RECIVING STATION
00566006 | DLMS-HPL | 076 | TCPIP_DLMS | GSM | Feeder | 4727 | 209 | SHREERANG | 283070 | THANE (W)RECIVING STATION
00565980 | DLMS-HPL | 076 | TCPIP_DLMS | GSM | Feeder | 4727 | 212 | VPM | 283070 | THANE (W)RECIVING STATION
00565978 | DLMS-HPL | 076 | TCPIP_DLMS | GSM | Feeder | 4727 | 204 | NIRAJ | 283070 | THANE (W)RECIVING STATION
00566025 | DLMS-HPL | 076 | TCPIP_DLMS | GSM | Feeder | 4727 | 211 | MTNL -TRS- | 283070 | THANE (W)RECIVING STATION
00565997 | DLMS-HPL | 076 | TCPIP_DLMS | GSM | Feeder | 4727 | 201 | CLOCK TOWER | 283070 | THANE (W)RECIVING STATION
XC590088 | DLMS-Secure | 055 | TCPIP_DLMS | GSM | Feeder | 4727 | 210 | CHIRANJIVI | 283070 | THANE (W)RECIVING STATION
08024050 | DLMS-Genus | 065 | TCPIP_DLMS | GSM | Feeder | 4726 | 207 | 11 KV MANISH BUILDERS | 283112 | 22/11 KV Rustomjee
00307558 | DLMS-HPL | 076 | TCPIP_DLMS | GSM | Feeder | 4726 | 202 | 11 KV ATHENA FEEDER | 283232 | 22/11 KV SETH DEVELOPER
00307361 | DLMS-HPL | 076 | TCPIP_DLMS | GSM | Feeder | 4726 | 201 | 11 KV CHIRAG NAGAR FEEDER. | 283232 | 22/11 KV SETH DEVELOPER
00310776 | DLMS-HPL | 076 | TCPIP_HSPL | GSM | Feeder | 4726 | 203 | AKASHGANGA | 283073 | SAKET RECEVING STATION
Y0124502 | DLMS-Secure | 055 | TCPIP_DLMS | GSM | Feeder | 4726 | 204 | IRIS | 283111 | 22/11 KV Lodha
08024028 | DLMS-Genus | 065 | TCPIP_DLMS | GSM | Feeder | 4726 | 202 | RUSTAMJI MIRA BHAINDER PUMPING | 283112 | 22/11 KV Rustomjee
00310193 | DLMS-HPL | 076 | TCPIP_DLMS | GSM | Feeder | 4726 | 205 | JAIL | 283073 | SAKET RECEVING STATION
00307256 | DLMS-HPL | 076 | TCPIP_DLMS | GSM | Feeder | 4726 | 201 | VIKAS | 283089 | 22 KV VIKAS
00307432 | DLMS-HPL | 076 | TCPIP_DLMS | GSM | Feeder | 4726 | 203 | UTHALSAR | 283089 | 22 KV VIKAS
00309415 | DLMS-HPL | 076 | TCPIP_DLMS | GSM | Feeder | 4726 | 202 | SAKET-I | 283073 | SAKET RECEVING STATION
00310775 | DLMS-HPL | 076 | TCPIP_HSPL | GSM | Feeder | 4726 | 204 | SAKET II | 283073 | SAKET RECEVING STATION
X1082813 | DLMS-Secure | 055 | TCPIP_DLMS | GSM | Feeder | 4726 | 302 | 22KV SAKET 2 | 283073 | SAKET RECEVING STATION
19645832 | LnT | 053 | TCPIP_LnT_9600 | GSM | Feeder | 4726 | 207 | RAYMOND TENX-I | 283232 | 22/11 KV SETH DEVELOPER
19645839 | LnT | 053 | TCPIP_LnT_9600 | GSM | Feeder | 4726 | 208 | RAYMOND TENX-II | 283232 | 22/11 KV SETH DEVELOPER
08024014 | DLMS-Genus | 065 | TCPIP_DLMS | GSM | Feeder | 4726 | 204 | ACURA 1 | 283112 | 22/11 KV Rustomjee
X0402886 | DLMS-Secure | 055 | TCPIP_DLMS | GSM | Feeder | 4726 | 205 | BALKUM FIRE BRIGADE | 283111 | 22/11 KV Lodha
08024044 | DLMS-Genus | 065 | TCPIP_DLMS | GSM | Feeder | 4726 | 201 | RUSTOMJEE SCHOOL | 283112 | 22/11 KV Rustomjee
XD501275 | DLMS-Secure | 055 | TCPIP_DLMS | GSM | Feeder | 4726 | 203 | SHYAM SUB STATION FEEDER | 283112 | 22/11 KV Rustomjee
08024027 | DLMS-Genus | 065 | TCPIP_DLMS | GSM | Feeder | 4726 | 206 | ACURA-2 | 283112 | 22/11 KV Rustomjee
X0402884 | DLMS-Secure | 055 | TCPIP_DLMS | GSM | Feeder | 4726 | 201 | LODHA LAXURIA PHASE V | 283111 | 22/11 KV Lodha
Y0124503 | DLMS-Secure | 055 | TCPIP_DLMS | GSM | Feeder | 4726 | 202 | RUSTOMJEE NORTH | 283111 | 22/11 KV Lodha
X0402726 | DLMS-Secure | 055 | TCPIP_Secure | GSM | Feeder | 4726 | 203 | CLEAR MONT FEEDER | 283111 | 22/11 KV Lodha
08024017 | DLMS-Genus | 065 | TCPIP_DLMS | GSM | Feeder | 4726 | 208 | 11 KV OLD CIVIL | 283112 | 22/11 KV Rustomjee
04576688 | DLMS-Genus | 065 | TCPIP_Genus | GSM | Feeder | 4726 | 207 | KALPATARU PARAMOUNT | 283111 | 22/11 KV Lodha
08024043 | DLMS-Genus | 065 | TCPIP_DLMS | GSM | Feeder | 4726 | 205 | ATALIAR FEEDER | 283112 | 22/11 KV Rustomjee
13376296 | DLMS-LnT | 053 | TCPIP_DLMS | GSM | Feeder | 4726 | 306 | IVRCL ( UNITY) | 288058 | 220/22 kV MSETCL COLOUR CHEM EHV
00307431 | DLMS-HPL | 076 | TCPIP_DLMS | GSM | Feeder | 4726 | 205 | GANRAJ | 283089 | 22 KV VIKAS
00307244 | DLMS-HPL | 076 | TCPIP_DLMS | GSM | Feeder | 4726 | 201 | AMARGAIN | 283073 | SAKET RECEVING STATION
00309430 | DLMS-HPL | 076 | TCPIP_HSPL | GSM | Feeder | 4726 | 207 | MIRA BHAYENDER PUMPING | 283073 | SAKET RECEVING STATION
13080188 | DLMS-LnT | 053 | TCPIP_DLMS | GSM | Feeder | 4726 | 206 | LODHA CROWN | 283111 | 22/11 KV Lodha
00381709 | DLMS-HPL | 076 | TCPIP_DLMS | GSM | Feeder | 4726 | 204 | CASA ULTIMA | 283232 | 22/11 KV SETH DEVELOPER
00381664 | DLMS-HPL | 076 | TCPIP_DLMS | GSM | Feeder | 4726 | 211 | SHETH AVALON II | 283232 | 22/11 KV SETH DEVELOPER
00311043 | DLMS-HPL | 076 | TCPIP_DLMS | GSM | Feeder | 4726 | 203 | SHETH AVALON I | 283232 | 22/11 KV SETH DEVELOPER
05036990 | DLMS-HPL | 076 | TCPIP_DLMS | GSM | Feeder | 4726 | 207 | MANOHAR PADA | 283089 | 22 KV VIKAS
00309609 | DLMS-HPL | 076 | TCPIP_HSPL | GSM | Feeder | 4726 | 204 | AKRUTI | 283089 | 22 KV VIKAS
00310165 | DLMS-HPL | 076 | TCPIP_DLMS | GSM | Feeder | 4726 | 206 | C.P.OFFICE | 283073 | SAKET RECEVING STATION
00309416 | DLMS-HPL | 076 | TCPIP_DLMS | GSM | Feeder | 4726 | 206 | SHETH DEVELOPERS | 283089 | 22 KV VIKAS
00311042 | DLMS-HPL | 076 | TCPIP_DLMS | GSM | Feeder | 4726 | 202 | K-VILLA | 283089 | 22 KV VIKAS
03016030 | Genus | 065 | TCPIP_Genus | GSM | Feeder | 4728 | 306 | KALPATARU-II | 283085 | TARANGAN S/STN
18000523 | DLMS-LnT | 053 | TCPIP_DLMS | GSM | Feeder | 4728 | 206 | 11 KV TMC BUILDING | 283120 | MODELLA
18012907 | DLMS-LnT | 053 | TCPIP_DLMS | GSM | Feeder | 4728 | 202 | THANE CLUB HOUSE | 283120 | MODELLA
12626583 | DLMS-LnT | 053 | TCPIP_DLMS | GSM | Feeder | 4728 | 207 | MHADA TARANGAN | 283085 | TARANGAN S/STN
12626415 | DLMS-LnT | 053 | TCPIP_DLMS | GSM | Feeder | 4728 | 204 | KAILASH PARK | 283085 | TARANGAN S/STN
14676319 | DLMS-LnT | 053 | TCPIP_DLMS | GSM | Feeder | 4728 | 305 | MAHAVIR-II | 283085 | TARANGAN S/STN
12626470 | DLMS-LnT | 053 | TCPIP_DLMS | GSM | Feeder | 4728 | 304 | MAHAVIR-I | 283085 | TARANGAN S/STN
12626517 | DLMS-LnT | 053 | TCPIP_DLMS | GSM | Feeder | 4728 | 206 | PUMPING | 283085 | TARANGAN S/STN
12626526 | DLMS-LnT | 053 | TCPIP_DLMS | GSM | Feeder | 4728 | 303 | KALPATARU -I | 283085 | TARANGAN S/STN
14676329 | DLMS-LnT | 053 | TCPIP_DLMS | GSM | Feeder | 4728 | 201 | SOLANKI DHAM | 283085 | TARANGAN S/STN
12626651 | DLMS-LnT | 053 | TCPIP_DLMS | GSM | Feeder | 4728 | 205 | TARANGAN | 283085 | TARANGAN S/STN
12626472 | DLMS-LnT | 053 | TCPIP_DLMS | GSM | Feeder | 4728 | 202 | NAVNIRMAN | 283085 | TARANGAN S/STN
12626449 | DLMS-LnT | 053 | TCPIP_DLMS | GSM | Feeder | 4728 | 203 | WIMBLDON | 283085 | TARANGAN S/STN
18048753 | DLMS-LnT | 053 | TCPIP_DLMS | GSM | Feeder | 4728 | 201 | I CHEM | 283120 | MODELLA
MSU11926 | Secure | 055 | TCPIP_Secure | GSM | Feeder | 4728 | 206 | RAHEJA | 283094 | RAHEJA S/STN
MSU11928 | Secure | 055 | TCPIP_Secure | GSM | Feeder | 4728 | 204 | MALHAR | 283091 | ETERNITY S/STN
MSB06529 | Secure | 055 | TCPIP_Secure | GSM | Feeder | 4728 | 201 | L.I.C. FEEDER | 283094 | RAHEJA S/STN
MSU11923 | Secure | 055 | TCPIP_Secure | GSM | Feeder | 4728 | 205 | A.C.C.-II | 283094 | RAHEJA S/STN
MSU11930 | Secure | 055 | TCPIP_Secure | GSM | Feeder | 4728 | 207 | NITIN CASTING | 283094 | RAHEJA S/STN
MSU11937 | Secure | 055 | TCPIP_Secure | GSM | Feeder | 4728 | 206 | MTNL NAUPADA EXCHANGE | 283091 | ETERNITY S/STN
MSU11941 | Secure | 055 | TCPIP_Secure | GSM | Feeder | 4728 | 205 | JAY TOWER | 283091 | ETERNITY S/STN
MSU11927 | Secure | 055 | TCPIP_Secure | GSM | Feeder | 4728 | 208 | SITAVIHAR | 283094 | RAHEJA S/STN
MSU11922 | Secure | 055 | TCPIP_Secure | GSM | Feeder | 4728 | 201 | KANKIA | 283091 | ETERNITY S/STN
MSU11935 | Secure | 055 | TCPIP_Secure | GSM | Feeder | 4728 | 202 | GANGOTRI | 283094 | RAHEJA S/STN
MSU11938 | Secure | 055 | TCPIP_Secure | GSM | Feeder | 4728 | 203 | ACC-I | 283091 | ETERNITY S/STN
MSU11931 | Secure | 055 | TCPIP_Secure | GSM | Feeder | 4728 | 202 | SANDIPANI | 283091 | ETERNITY S/STN
MSU11929 | Secure | 055 | TCPIP_Secure | GSM | Feeder | 4728 | 204 | ANAND TIMBER | 283094 | RAHEJA S/STN
MSU11924 | Secure | 055 | TCPIP_Secure | GSM | Feeder | 4728 | 203 | TIP-TOP PLAZA | 283094 | RAHEJA S/STN
00310936 | DLMS-HPL | 076 | TCPIP_DLMS | GSM | Feeder | 4540 | 205 | KALIBAI | 283100 | KISAN NAGAR
00309411 | DLMS-HPL | 076 | TCPIP_DLMS | GSM | Feeder | 4540 | 204 | Administrative Bldg. | 283100 | KISAN NAGAR
X0400350 | DLMS-Secure | 055 | TCPIP_DLMS | GSM | Feeder | 4540 | 208 | CDS | 283116 | 22/11 KV KAILASH NAGAR SUB-STATION
X0400290 | DLMS-Secure | 055 | TCPIP_DLMS | GSM | Feeder | 4540 | 205 | R.D.ASHAR | 283116 | 22/11 KV KAILASH NAGAR SUB-STATION
X0400351 | DLMS-Secure | 055 | TCPIP_DLMS | GSM | Feeder | 4540 | 204 | HIMGIRI | 283116 | 22/11 KV KAILASH NAGAR SUB-STATION
X1096392 | DLMS-Secure | 055 | TCPIP_DLMS | GSM | Feeder | 4540 | 202 | KAILAS NAGAR | 283100 | KISAN NAGAR
12626515 | DLMS-LnT | 053 | TCPIP_DLMS | GSM | Feeder | 4540 | 301 | 22 KV DOSTI KISAN NAGAR | 283100 | KISAN NAGAR
X1096219 | DLMS-Secure | 055 | TCPIP_DLMS | GSM | Feeder | 4540 | 201 | SUB-STATION NO.6 | 283100 | KISAN NAGAR
00307365 | DLMS-HPL | 076 | TCPIP_DLMS | GSM | Feeder | 4540 | 203 | NAIR HOTEL | 283100 | KISAN NAGAR
X0400348 | DLMS-Secure | 055 | TCPIP_DLMS | GSM | Feeder | 4540 | 201 | I.T.I | 283116 | 22/11 KV KAILASH NAGAR SUB-STATION
00566039 | DLMS-HPL | 076 | TCPIP_DLMS | GSM | Feeder | 4540 | 206 | OLD MODELLA | 283100 | KISAN NAGAR
14676351 | DLMS-LnT | 053 | TCPIP_DLMS | GSM | Feeder | 4655 | 211 | 11 KV SUDARSHAN | 283074 | WALMIKI S/S
12626598 | DLMS-LnT | 053 | TCPIP_DLMS | GSM | Feeder | 4655 | 210 | TANDEL | 283074 | WALMIKI S/S
12626602 | DLMS-LnT | 053 | TCPIP_DLMS | GSM | Feeder | 4655 | 205 | PURANIK | 283074 | WALMIKI S/S
12626599 | DLMS-LnT | 053 | TCPIP_DLMS | GSM | Feeder | 4655 | 203 | WALMIKI | 283074 | WALMIKI S/S
12626421 | DLMS-LnT | 053 | TCPIP_DLMS | GSM | Feeder | 4655 | 207 | BSUP FEEDER | 283074 | WALMIKI S/S
12626420 | DLMS-LnT | 053 | TCPIP_DLMS | GSM | Feeder | 4655 | 202 | THANE COLLEGE | 283074 | WALMIKI S/S
12626691 | DLMS-LnT | 053 | TCPIP_DLMS | GSM | Feeder | 4655 | 209 | 11 KV SHANTINIKETAN | 283074 | WALMIKI S/S
12626645 | DLMS-LnT | 053 | TCPIP_DLMS | GSM | Feeder | 4655 | 206 | GAUTAM TOWER | 283074 | WALMIKI S/S
12626469 | DLMS-LnT | 053 | TCPIP_DLMS | GSM | Feeder | 4655 | 201 | MH SCHOOL | 283074 | WALMIKI S/S
12626419 | DLMS-LnT | 053 | TCPIP_DLMS | GSM | Feeder | 4655 | 204 | DEVIKA | 283074 | WALMIKI S/S
08025582 | DLMS-Genus | 065 | TCPIP_DLMS | GSM | Feeder | 4541 | 201 | 11KV UNIVERSITY | 283106 | 22/11 KV RUNWAL GARDEN SUBSTATION
X0402725 | DLMS-Secure | 055 | TCPIP_DLMS | GSM | Feeder | 4541 | 202 | RUNWAL GARDEN CITY PH-2 | 283106 | 22/11 KV RUNWAL GARDEN SUBSTATION
12626587 | DLMS-LnT | 053 | TCPIP_DLMS | GSM | Feeder | 4541 | 203 | RUNWAL CONSTRUCTION | 283106 | 22/11 KV RUNWAL GARDEN SUBSTATION
12626646 | LnT | 053 | TCPIP_LnT_9600 | GSM | Feeder | 4541 | 204 | 11 KV RUNAWAL EIRENE | 283106 | 22/11 KV RUNWAL GARDEN SUBSTATION
MSP44650 | DLMS-Secure | 055 | TCPIP_DLMS | GSM | Feeder | 4541 | 208 | BHAINDERPADA-II | 283103 | 22/11KV LODHA SUBSTATION
X1082854 | DLMS-Secure | 055 | TCPIP_DLMS | GSM | Feeder | 4541 | 201 | SOHAM 1 | 283097 | 22/11 KV SOHAM S/S
XE419730 | DLMS-Secure | 055 | TCPIP_DLMS | GSM | Feeder | 4541 | 201 | 11 KV VALLEY TOWER | 283081 | 22/11 kV HABITAT SUBSTATION
X0400246 | DLMS-Secure | 055 | TCPIP_DLMS | GSM | Feeder | 4541 | 205 | 11 KV SIDDHACHAL FEEDER | 283079 | 22/11 kV VASANT VIHAR SUBSTATION
MSP45085 | Secure | 055 | TCPIP_Secure | GSM | Feeder | 4541 | 205 | SAFIRE | 283104 | 22/11 KV ANILINE SUBSTATION
MSP45087 | Secure | 055 | TCPIP_Secure | GSM | Feeder | 4541 | 206 | SOLITARE | 283104 | 22/11 KV ANILINE SUBSTATION
X0400324 | DLMS-Secure | 055 | TCPIP_DLMS | GSM | Feeder | 4541 | 204 | 11 KV TOWER FEEDER | 283079 | 22/11 kV VASANT VIHAR SUBSTATION
XB400896 | DLMS-Secure | 055 | TCPIP_DLMS | GSM | Feeder | 4541 | 303 | 22 KV TATVADNYAN VIDYAPEETH | 283114 | 22/22KV DOSTI IMPERIA SWITCHING STATION
XE419725 | DLMS-Secure | 055 | TCPIP_DLMS | GSM | Feeder | 4541 | 209 | ANANDNAGAR WATER PUMPING | 283097 | 22/11 KV SOHAM S/S
18086633 | DLMS-LnT | 053 | TCPIP_DLMS | GSM | Feeder | 4541 | 206 | TMC | 283098 | 22/11 KV EVEREST WORLD S/S
08024016 | DLMS-Genus | 065 | TCPIP_DLMS | GSM | Feeder | 4541 | 208 | RUNWAL GARDEN | 283082 | 22/11 KV BAYER INDIA SUBSTATION
08024023 | DLMS-Genus | 065 | TCPIP_DLMS | GSM | Feeder | 4541 | 205 | BALKUM NAKA | 283082 | 22/11 KV BAYER INDIA SUBSTATION
08025584 | DLMS-Genus | 065 | TCPIP_DLMS | GSM | Feeder | 4541 | 209 | MIRA BHAYENDER | 283082 | 22/11 KV BAYER INDIA SUBSTATION
08025655 | DLMS-Genus | 065 | TCPIP_DLMS | GSM | Feeder | 4541 | 207 | EVEREST WORLD | 283082 | 22/11 KV BAYER INDIA SUBSTATION
08023215 | DLMS-Genus | 065 | TCPIP_DLMS | GSM | Feeder | 4541 | 303 | CLARIANT-1 | 283088 | 22/22 KV BAYER SWITCHING STATION
X0402724 | DLMS-Secure | 055 | TCPIP_DLMS | GSM | Feeder | 4541 | 203 | 11 KV KHADA | 283081 | 22/11 kV HABITAT SUBSTATION
X0402902 | DLMS-Secure | 055 | TCPIP_DLMS | GSM | Feeder | 4541 | 203 | 11 KV VOLTAS FEEDER | 283079 | 22/11 kV VASANT VIHAR SUBSTATION
08025585 | DLMS-Genus | 065 | TCPIP_DLMS | GSM | Feeder | 4541 | 304 | CLARIANT-2 | 283088 | 22/22 KV BAYER SWITCHING STATION
12626702 | DLMS-LnT | 053 | TCPIP_DLMS | GSM | Feeder | 4541 | 201 | MANGALMURTI | 283103 | 22/11KV LODHA SUBSTATION
12626652 | DLMS-LnT | 053 | TCPIP_DLMS | GSM | Feeder | 4541 | 204 | IGNIS | 283103 | 22/11KV LODHA SUBSTATION
08024025 | DLMS-Genus | 065 | TCPIP_DLMS | GSM | Feeder | 4541 | 302 | BAYER-2 | 283088 | 22/22 KV BAYER SWITCHING STATION
XC590091 | DLMS-Secure | 055 | TCPIP_DLMS | GSM | Feeder | 4541 | 205 | 11 KV NEELKANTH GREEN | 283081 | 22/11 kV HABITAT SUBSTATION
X0402885 | DLMS-Secure | 055 | TCPIP_DLMS | GSM | Feeder | 4541 | 206 | 11 KV NORTH SIDE MEDOWS | 283081 | 22/11 kV HABITAT SUBSTATION
08025593 | DLMS-Genus | 065 | TCPIP_DLMS | GSM | Feeder | 4541 | 201 | NATIONAL | 283082 | 22/11 KV BAYER INDIA SUBSTATION
08025581 | DLMS-Genus | 065 | TCPIP_DLMS | GSM | Feeder | 4541 | 202 | BHARAT FERTILISER | 283082 | 22/11 KV BAYER INDIA SUBSTATION
12626700 | DLMS-LnT | 053 | TCPIP_DLMS | GSM | Feeder | 4541 | 204 | RUTU ESTATE | 283093 | 22/11KV HIRANANDANI SUBSTATION
X0402723 | DLMS-Secure | 055 | TCPIP_DLMS | GSM | Feeder | 4541 | 201 | 11 KV SHOPPING FEEDER | 283079 | 22/11 kV VASANT VIHAR SUBSTATION
XC590089 | DLMS-Secure | 055 | TCPIP_DLMS | GSM | Feeder | 4541 | 202 | 11 KV M R S FEEDER | 283079 | 22/11 kV VASANT VIHAR SUBSTATION
12626643 | DLMS-LnT | 053 | TCPIP_DLMS | GSM | Feeder | 4541 | 202 | KARARA-II | 283093 | 22/11KV HIRANANDANI SUBSTATION
14676328 | DLMS-LnT | 053 | TCPIP_DLMS | GSM | Feeder | 4541 | 207 | BAYER | 283093 | 22/11KV HIRANANDANI SUBSTATION
MSP44648 | DLMS-Secure | 055 | TCPIP_DLMS | GSM | Feeder | 4541 | 207 | SPLENDORA | 283103 | 22/11KV LODHA SUBSTATION
MSP45064 | Secure | 055 | TCPIP_Secure | GSM | Feeder | 4541 | 207 | CASTALIA | 283102 | 22/11KV ROMA SUBSTATION
08024026 | DLMS-Genus | 065 | TCPIP_DLMS | GSM | Feeder | 4541 | 206 | MERIT MAGNUM | 283097 | 22/11 KV SOHAM S/S
X0402900 | DLMS-Secure | 055 | TCPIP_DLMS | GSM | Feeder | 4541 | 204 | 11 KV NEELKANTH WOOD | 283081 | 22/11 kV HABITAT SUBSTATION
14676355 | DLMS-LnT | 053 | TCPIP_DLMS | GSM | Feeder | 4541 | 206 | GIRIKUNJ | 283103 | 22/11KV LODHA SUBSTATION
12626438 | DLMS-LnT | 053 | TCPIP_DLMS | GSM | Feeder | 4541 | 205 | COSMOS | 283103 | 22/11KV LODHA SUBSTATION
17223815 | DLMS-LnT | 053 | TCPIP_DLMS | GSM | Feeder | 4541 | 202 | BHAINDERPADA | 283103 | 22/11KV LODHA SUBSTATION
12626452 | DLMS-LnT | 053 | TCPIP_DLMS | GSM | Feeder | 4541 | 205 | CHELSEA | 283093 | 22/11KV HIRANANDANI SUBSTATION
12626537 | DLMS-LnT | 053 | TCPIP_DLMS | GSM | Feeder | 4541 | 203 | RUTU TOWER | 283093 | 22/11KV HIRANANDANI SUBSTATION
14676345 | DLMS-LnT | 053 | TCPIP_DLMS | GSM | Feeder | 4541 | 201 | KARARA-I | 283093 | 22/11KV HIRANANDANI SUBSTATION
X0400214 | DLMS-Secure | 055 | TCPIP_DLMS | GSM | Feeder | 4541 | 207 | ORIAN | 283097 | 22/11 KV SOHAM S/S
MSP45071 | Secure | 055 | TCPIP_Secure | GSM | Feeder | 4541 | 201 | BAYER | 283102 | 22/11KV ROMA SUBSTATION
13376397 | DLMS-LnT | 053 | TCPIP_DLMS | GSM | Feeder | 4541 | 316 | NEW KOLSHET | 288059 | 220/22 KV MSETCL KOLSHET EHV
12626572 | DLMS-LnT | 053 | TCPIP_DLMS | GSM | Feeder | 4541 | 202 | UNNATI | 283097 | 22/11 KV SOHAM S/S
X0400237 | DLMS-Secure | 055 | TCPIP_DLMS | GSM | Feeder | 4541 | 205 | HAWARE ESTATE | 283097 | 22/11 KV SOHAM S/S
12626649 | DLMS-LnT | 053 | TCPIP_DLMS | GSM | Feeder | 4541 | 203 | REGENCY | 283097 | 22/11 KV SOHAM S/S
00382019 | DLMS-HPL | 076 | TCPIP_DLMS | GSM | Feeder | 4541 | 301 | OVLA | 283101 | 22/22 KV HYPERCITY SWITCHING
XC590084 | DLMS-Secure | 055 | TCPIP_DLMS | GSM | Feeder | 4541 | 202 | 11 KV TARANG TALAO | 283081 | 22/11 kV HABITAT SUBSTATION
X1095829 | DLMS-Secure | 055 | TCPIP_DLMS | GSM | Feeder | 4541 | 801 | 220 kV TCS EHV Feeder | 288070 | 220/11 KV ROMA GIS
17223816 | DLMS-LnT | 053 | TCPIP_DLMS | GSM | Feeder | 4541 | 204 | BASILIA - I | 283113 | 22/11 KV ACME-JAI BHAWANI NAGAR SUBSTATION
00307439 | DLMS-HPL | 076 | TCPIP_DLMS | GSM | Feeder | 4541 | 302 | 22KV HAWARE CITY | 283101 | 22/22 KV HYPERCITY SWITCHING
00309297 | DLMS-HPL | 076 | TCPIP_DLMS | GSM | Feeder | 4541 | 303 | CHENNA | 283101 | 22/22 KV HYPERCITY SWITCHING
00306984 | DLMS-HPL | 076 | TCPIP_DLMS | GSM | Feeder | 4541 | 304 | AKBAR CAMP | 283105 | 22/22 KV PATLIPADA SWITCHING
X0401254 | DLMS-Secure | 055 | TCPIP_DLMS | GSM | Feeder | 4541 | 204 | UNNATI GREEN | 283107 | 22/11KV HAWARE CITY SUBSTATION
05162623 | DLMS-HPL | 076 | TCPIP_DLMS | GSM | Feeder | 4541 | 303 | 22 KV LODHA HT CONSTRUCTION | 283123 | 22/22 KV LODHA SWITCHING
X0401252 | DLMS-Secure | 055 | TCPIP_DLMS | GSM | Feeder | 4541 | 301 | SERENDIPITY MALL | 283095 | 22/22 KV KASARWADWALI SWG STN
15117648 | DLMS-LnT | 053 | TCPIP_DLMS | GSM | Feeder | 4541 | 303 | 22 KV AIRFORCE KOLSHET | 283093 | 22/11KV HIRANANDANI SUBSTATION
08024030 | DLMS-Genus | 065 | TCPIP_DLMS | GSM | Feeder | 4541 | 208 | SOHAM 2 | 283097 | 22/11 KV SOHAM S/S
08025583 | DLMS-Genus | 065 | TCPIP_DLMS | GSM | Feeder | 4541 | 203 | RAMNAGAR | 283082 | 22/11 KV BAYER INDIA SUBSTATION
00565986 | DLMS-HPL | 076 | TCPIP_DLMS | GSM | Feeder | 4541 | 205 | WOOD STOCK | 283102 | 22/11KV ROMA SUBSTATION
00566013 | DLMS-HPL | 076 | TCPIP_Secure | GSM | Feeder | 4541 | 203 | KABRA | 283102 | 22/11KV ROMA SUBSTATION
17223817 | DLMS-LnT | 053 | TCPIP_DLMS | GSM | Feeder | 4541 | 303 | BOMBAY METAL AND ALLOY | 283095 | 22/22 KV KASARWADWALI SWG STN
00566028 | DLMS-HPL | 076 | TCPIP_DLMS | GSM | Feeder | 4541 | 206 | VENTENA | 283102 | 22/11KV ROMA SUBSTATION
00565976 | DLMS-HPL | 076 | TCPIP_DLMS | GSM | Feeder | 4541 | 307 | DSS-7 | 283123 | 22/22 KV LODHA SWITCHING
00307566 | DLMS-HPL | 076 | TCPIP_DLMS | GSM | Feeder | 4541 | 306 | DSS-6 | 283123 | 22/22 KV LODHA SWITCHING
00307513 | DLMS-HPL | 076 | TCPIP_DLMS | GSM | Feeder | 4541 | 201 | 11 KV VRAJ FEEDER | 283098 | 22/11 KV EVEREST WORLD S/S
X1676430 | DLMS-Secure | 055 | TCPIP_DLMS | GSM | Feeder | 4541 | 201 | CLUSTER-1 | 283547 | 22/11KV PIRAMAL S/STN
X1676433 | DLMS-Secure | 055 | TCPIP_DLMS | GSM | Feeder | 4541 | 202 | CSM BALKUM | 283547 | 22/11KV PIRAMAL S/STN
00306981 | DLMS-HPL | 076 | TCPIP_DLMS | GSM | Feeder | 4541 | 306 | 22 KV G.B. SOUTH FEEDER | 283105 | 22/22 KV PATLIPADA SWITCHING
05162624 | DLMS-HPL | 076 | TCPIP_DLMS | GSM | Feeder | 4541 | 203 | CIEOLA | 283103 | 22/11KV LODHA SUBSTATION
05162622 | DLMS-HPL | 076 | TCPIP_DLMS | GSM | Feeder | 4541 | 206 | 11 KV PALASH | 283079 | 22/11 kV VASANT VIHAR SUBSTATION
13376396 | DLMS-LnT | 053 | TCPIP_DLMS | GSM | Feeder | 4541 | 311 | NEW COMPLEX | 288059 | 220/22 KV MSETCL KOLSHET EHV
13376448 | DLMS-LnT | 053 | TCPIP_DLMS | GSM | Feeder | 4541 | 305 | G B NORTH | 288059 | 220/22 KV MSETCL KOLSHET EHV
14676318 | DLMS-LnT | 053 | TCPIP_DLMS | GSM | Feeder | 4541 | 302 | IRON AND METAL | 283095 | 22/22 KV KASARWADWALI SWG STN
00307551 | DLMS-HPL | 076 | TCPIP_DLMS | GSM | Feeder | 4541 | 203 | NEW EVEREST | 283098 | 22/11 KV EVEREST WORLD S/S
00566043 | DLMS-HPL | 076 | TCPIP_DLMS | GSM | Feeder | 4541 | 205 | WADHAVA | 283098 | 22/11 KV EVEREST WORLD S/S
00307435 | DLMS-HPL | 076 | TCPIP_DLMS | GSM | Feeder | 4541 | 204 | KAVYADHARA | 283098 | 22/11 KV EVEREST WORLD S/S
12626699 | DLMS-LnT | 053 | TCPIP_DLMS | GSM | Feeder | 4541 | 202 | MMRDA | 283113 | 22/11 KV ACME-JAI BHAWANI NAGAR SUBSTATION
00307554 | DLMS-HPL | 076 | TCPIP_DLMS | GSM | Feeder | 4541 | 301 | DSS- LODHA - I | 283123 | 22/22 KV LODHA SWITCHING
00311053 | DLMS-HPL | 076 | TCPIP_DLMS | GSM | Feeder | 4541 | 302 | DSS- LODHA - IV | 283123 | 22/22 KV LODHA SWITCHING
X1585794 | DLMS-Secure | 055 | TCPIP_DLMS | GSM | Feeder | 4541 | 209 | TMC STP | 283102 | 22/11KV ROMA SUBSTATION
04576689 | DLMS-Genus | 065 | TCPIP_DLMS | GSM | Feeder | 4541 | 214 | RUCHMOND RUTU CITY | 283104 | 22/11 KV ANILINE SUBSTATION
14676509 | DLMS-LnT | 053 | TCPIP_DLMS | GSM | Feeder | 4541 | 202 | 11 KV HOTEL FEEDER | 288070 | 220/11 KV ROMA GIS
14676508 | DLMS-LnT | 053 | TCPIP_DLMS | GSM | Feeder | 4541 | 203 | 11 KV SOLUS FEEDER | 288070 | 220/11 KV ROMA GIS
14676510 | DLMS-LnT | 053 | TCPIP_DLMS | GSM | Feeder | 4541 | 209 | 11 KV QUANTUM FEEDER | 288070 | 220/11 KV ROMA GIS
19645834 | LnT | 053 | TCPIP_Secure | GSM | Feeder | 4541 | 204 | RUBY | 283104 | 22/11 KV ANILINE SUBSTATION
19645838 | DLMS-LnT | 053 | TCPIP_Secure | GSM | Feeder | 4541 | 202 | HIRANANDANI HOSPITAL | 283102 | 22/11KV ROMA SUBSTATION
04576750 | DLMS-Genus | 065 | TCPIP_DLMS | GSM | Feeder | 4541 | 201 | SANGHAVI HILLS | 283104 | 22/11 KV ANILINE SUBSTATION
X1082888 | DLMS-Secure | 055 | TCPIP_DLMS | GSM | Feeder | 4541 | 208 | RICHMOND RUTUCITY | 283104 | 22/11 KV ANILINE SUBSTATION
X1096209 | DLMS-Secure | 055 | TCPIP_Secure | GSM | Feeder | 4541 | 202 | BORIVADE | 283104 | 22/11 KV ANILINE SUBSTATION
20233216 | DLMS-LnT | 053 | TCPIP_DLMS | GSM | Feeder | 4541 | 204 | ANAMITRA | 283102 | 22/11KV ROMA SUBSTATION
X1082887 | DLMS-Secure | 055 | TCPIP_Secure | GSM | Feeder | 4541 | 203 | RUTU ENCLAVE | 283104 | 22/11 KV ANILINE SUBSTATION
X1096315 | Secure | 055 | TCPIP_Secure | GSM | Feeder | 4541 | 310 | 22 KV VARRANTON TOWER | 283108 | 22/22 KV NEELKANTH SWITCHING
X1676432 | DLMS-Secure | 055 | TCPIP_DLMS | GSM | Feeder | 4541 | 203 | VIDHIT | 283547 | 22/11KV PIRAMAL S/STN
X1676438 | DLMS-Secure | 055 | TCPIP_DLMS | GSM | Feeder | 4541 | 207 | CLUSTER-IV | 283547 | 22/11KV PIRAMAL S/STN
12626644 | DLMS-LnT | 053 | TCPIP_DLMS | GSM | Feeder | 4541 | 206 | DOSTI IMPIRIA - II | 283113 | 22/11 KV ACME-JAI BHAWANI NAGAR SUBSTATION
12626669 | DLMS-LnT | 053 | TCPIP_DLMS | GSM | Feeder | 4541 | 201 | OAKWOOD | 283113 | 22/11 KV ACME-JAI BHAWANI NAGAR SUBSTATION
MSP45072 | Secure | 055 | TCPIP_Secure | GSM | Feeder | 4541 | 208 | Platinum | 283102 | 22/11KV ROMA SUBSTATION
08024022 | DLMS-Genus | 065 | TCPIP_DLMS | GSM | Feeder | 4541 | 204 | REMON AND DEMM | 283082 | 22/11 KV BAYER INDIA SUBSTATION
12626533 | DLMS-LnT | 053 | TCPIP_DLMS | GSM | Feeder | 4541 | 304 | G CORP | 283095 | 22/22 KV KASARWADWALI SWG STN
14676357 | DLMS-LnT | 053 | TCPIP_DLMS | GSM | Feeder | 4541 | 206 | CASABLANKA | 283093 | 22/11KV HIRANANDANI SUBSTATION
14676322 | DLMS-LnT | 053 | TCPIP_DLMS | GSM | Feeder | 4541 | 204 | OMKARESHWAR | 283097 | 22/11 KV SOHAM S/S
12626439 | DLMS-LnT | 053 | TCPIP_DLMS | GSM | Feeder | 4541 | 203 | AKANKSHA | 283113 | 22/11 KV ACME-JAI BHAWANI NAGAR SUBSTATION
12626535 | DLMS-LnT | 053 | TCPIP_DLMS | GSM | Feeder | 4541 | 205 | DOSTI IMPIRIA - I | 283113 | 22/11 KV ACME-JAI BHAWANI NAGAR SUBSTATION
12626450 | DLMS-LnT | 053 | TCPIP_DLMS | GSM | Feeder | 4541 | 208 | JAI BHAWANI WATER PUMPING | 283113 | 22/11 KV ACME-JAI BHAWANI NAGAR SUBSTATION
12626442 | DLMS-LnT | 053 | TCPIP_DLMS | GSM | Feeder | 4541 | 207 | BASILIA - II | 283113 | 22/11 KV ACME-JAI BHAWANI NAGAR SUBSTATION
X0400347 | DLMS-Secure | 055 | TCPIP_DLMS | GSM | Feeder | 4541 | 203 | 11 KV HAWARE CITY | 283107 | 22/11KV HAWARE CITY SUBSTATION
X0400308 | DLMS-Secure | 055 | TCPIP_DLMS | GSM | Feeder | 4541 | 206 | HAWARE SS TO ANILINE SS | 283107 | 22/11KV HAWARE CITY SUBSTATION
X0400310 | DLMS-Secure | 055 | TCPIP_DLMS | GSM | Feeder | 4541 | 201 | RATANTEJ | 283107 | 22/11KV HAWARE CITY SUBSTATION
X0400343 | DLMS-Secure | 055 | TCPIP_DLMS | GSM | Feeder | 4541 | 202 | PLATINUM | 283107 | 22/11KV HAWARE CITY SUBSTATION
X0400240 | DLMS-Secure | 055 | TCPIP_DLMS | GSM | Feeder | 4541 | 205 | HAWARE CITY-II | 283107 | 22/11KV HAWARE CITY SUBSTATION
Y0311216 | DLMS-Secure | 055 | TCPIP_DLMS | GSM | Feeder | 4541 | 301 | BAYER-1 | 283088 | 22/22 KV BAYER SWITCHING STATION
X0399706 | DLMS-Secure | 055 | TCPIP_DLMS | GSM | Feeder | 4541 | 301 | NAVY EXPRESS FEEDER | 283093 | 22/11KV HIRANANDANI SUBSTATION
17102670 | DLMS-LnT | 053 | TCPIP_DLMS | GSM | Feeder | 4591 | 202 | MARTIN SPARE 2 | 283119 | 22/11 KV MARTIN HARRIS
X0400213 | DLMS-Secure | 055 | TCPIP_DLMS | GSM | Feeder | 4591 | 207 | MADHUBAN | 283035 | 22/11 SHIVAI NAGAR
00311022 | DLMS-HPL | 076 | TCPIP_DLMS | GSM | Feeder | 4591 | 204 | DF-4 | 283037 | 22/11 KV DOSTI VIHAR
00311023 | DLMS-HPL | 076 | TCPIP_DLMS | GSM | Feeder | 4591 | 205 | DF-5 | 283037 | 22/11 KV DOSTI VIHAR
X0401032 | DLMS-Secure | 055 | TCPIP_DLMS | GSM | Feeder | 4591 | 201 | COSMOS HORIZON FEEDER | 283035 | 22/11 SHIVAI NAGAR
19645835 | DLMS-LnT | 053 | TCPIP_DLMS | GSM | Feeder | 4591 | 205 | SHIVAI NAGAR NO.1 | 283035 | 22/11 SHIVAI NAGAR
19645850 | DLMS-LnT | 053 | TCPIP_DLMS | GSM | Feeder | 4591 | 206 | ATHARV PARK | 283035 | 22/11 SHIVAI NAGAR
00566017 | DLMS-HPL | 076 | TCPIP_DLMS | GSM | Feeder | 4591 | 207 | DF-7 | 283037 | 22/11 KV DOSTI VIHAR
00310200 | DLMS-HPL | 076 | TCPIP_DLMS | GSM | Feeder | 4591 | 202 | OLD MSEB | 283110 | 22/11 kv Akruti Substation
00309293 | DLMS-HPL | 076 | TCPIP_DLMS | GSM | Feeder | 4591 | 208 | ASAVARI | 283110 | 22/11 kv Akruti Substation
00309425 | DLMS-HPL | 076 | TCPIP_DLMS | GSM | Feeder | 4591 | 203 | VIHANG PARK | 283110 | 22/11 kv Akruti Substation
00311098 | DLMS-HPL | 076 | TCPIP_DLMS | GSM | Feeder | 4591 | 206 | BHAITHI COLONY | 283110 | 22/11 kv Akruti Substation
00381701 | DLMS-HPL | 076 | TCPIP_DLMS | GSM | Feeder | 4591 | 205 | MMRD AKRUTI HUBTOWN | 283110 | 22/11 kv Akruti Substation
00311097 | DLMS-HPL | 076 | TCPIP_DLMS | GSM | Feeder | 4591 | 207 | BHIM NAGAR | 283110 | 22/11 kv Akruti Substation
00381705 | DLMS-HPL | 076 | TCPIP_DLMS | GSM | Feeder | 4591 | 204 | GREEN WOOD SEAL | 283110 | 22/11 kv Akruti Substation
00310197 | DLMS-HPL | 076 | TCPIP_DLMS | GSM | Feeder | 4591 | 201 | LAXMI INDUSTRIES | 283110 | 22/11 kv Akruti Substation
00309421 | DLMS-HPL | 076 | TCPIP_DLMS | GSM | Feeder | 4591 | 201 | 11KV FEEDER NO. 1 | 283080 | 22/11KV MHADA S/STN
00381932 | DLMS-HPL | 076 | TCPIP_DLMS | GSM | Feeder | 4591 | 203 | FEEDER NO. 3 | 283080 | 22/11KV MHADA S/STN
00310164 | DLMS-HPL | 076 | TCPIP_DLMS | GSM | Feeder | 4591 | 203 | 11 KV TATA SERENE | 283119 | 22/11 KV MARTIN HARRIS
00307562 | DLMS-HPL | 076 | TCPIP_DLMS | GSM | Feeder | 4591 | 301 | VARTAK NAGAR | 283075 | MARTIN HARRIS
00566032 | DLMS-HPL | 076 | TCPIP_DLMS | GSM | Feeder | 4591 | 203 | DF-3 | 283037 | 22/11 KV DOSTI VIHAR
00310863 | DLMS-HPL | 076 | TCPIP_DLMS | GSM | Feeder | 4591 | 205 | FEEDER NO. 5 | 283080 | 22/11KV MHADA S/STN
00566018 | DLMS-HPL | 076 | TCPIP_DLMS | GSM | Feeder | 4591 | 204 | FEEDER NO. 4 | 283080 | 22/11KV MHADA S/STN
00309414 | DLMS-HPL | 076 | TCPIP_DLMS | GSM | Feeder | 4591 | 202 | FEEDER NO.2 | 283080 | 22/11KV MHADA S/STN
00711603 | DLMS-HPL | 076 | TCPIP_DLMS | GSM | Feeder | 4591 | 208 | FEEDER NO.8 | 283080 | 22/11KV MHADA S/STN
00382244 | DLMS-HPL | 076 | TCPIP_DLMS | GSM | Feeder | 4591 | 203 | SHIVAI NAGAR NO.2 | 283035 | 22/11 SHIVAI NAGAR
00310862 | DLMS-HPL | 076 | TCPIP_DLMS | GSM | Feeder | 4591 | 202 | NILLKANTH HEIGHTS | 283035 | 22/11 SHIVAI NAGAR
00307569 | DLMS-HPL | 076 | TCPIP_DLMS | GSM | Feeder | 4591 | 202 | DF-2 | 283037 | 22/11 KV DOSTI VIHAR
17167073 | DLMS-LnT | 053 | TCPIP_DLMS | GSM | Feeder | 4591 | 201 | MARTIN SPARE 1 | 283119 | 22/11 KV MARTIN HARRIS
X0400216 | DLMS-Secure | 055 | TCPIP_DLMS | GSM | Feeder | 4591 | 206 | FEEDER NO.6 | 283080 | 22/11KV MHADA S/STN
00382013 | DLMS-HPL | 076 | TCPIP_DLMS | GSM | Feeder | 4591 | 201 | DF-1 | 283037 | 22/11 KV DOSTI VIHAR
00310779 | DLMS-HPL | 076 | TCPIP_DLMS | GSM | Feeder | 4591 | 208 | D F-8 | 283037 | 22/11 KV DOSTI VIHAR
00310167 | DLMS-HPL | 076 | TCPIP_DLMS | GSM | Feeder | 4591 | 304 | AIR FORCE | 283075 | MARTIN HARRIS
00309608 | DLMS-HPL | 076 | TCPIP_DLMS | GSM | Feeder | 4591 | 204 | 11 KV GIRIJA | 283119 | 22/11 KV MARTIN HARRIS
05037481 | DLMS-HPL | 076 | TCPIP_DLMS | GSM | Feeder | 4591 | 207 | FEEDER NO.7 | 283080 | 22/11KV MHADA S/STN
05037482 | DLMS-HPL | 076 | TCPIP_DLMS | GSM | Feeder | 4591 | 204 | GANESH NAGAR | 283035 | 22/11 SHIVAI NAGAR
05162629 | DLMS-HPL | 076 | TCPIP_DLMS | GSM | Feeder | 4591 | 208 | WATER PUMPING | 283035 | 22/11 SHIVAI NAGAR
05162616 | DLMS-HPL | 076 | TCPIP_DLMS | GSM | Feeder | 4591 | 206 | DF-6 | 283037 | 22/11 KV DOSTI VIHAR
08023212 | DLMS-Genus | 065 | TCPIP_DLMS | GSM | Feeder | 4542 | 205 | I-THINK IT PARK-1 | 283083 | 22/11KV Ramnagar Substation
MSU12059 | Secure | 055 | TCPIP_Secure | GSM | Feeder | 4542 | 305 | 22 KV AMBIKA NAGAR | 283099 | 22/22KV Ashar IT Park Switching Station
12626425 | DLMS-LnT | 053 | TCPIP_DLMS | GSM | Feeder | 4542 | 202 | 11KV HANUMAN NAGAR | 283083 | 22/11KV Ramnagar Substation
14676343 | DLMS-LnT | 053 | TCPIP_DLMS | GSM | Feeder | 4542 | 201 | 11KV SITANAGAR | 283083 | 22/11KV Ramnagar Substation
MSB59607 | Secure | 055 | TCPIP_Secure | GSM | Feeder | 4542 | 303 | ASHIR IT COMPLEX FEEDER | 283099 | 22/22KV Ashar IT Park Switching Station
X0400346 | DLMS-Secure | 055 | TCPIP_DLMS | GSM | Feeder | 4542 | 203 | 11KV TMT DEPO | 283083 | 22/11KV Ramnagar Substation
12626498 | LnT | 053 | TCPIP_LnT_9600 | GSM | Feeder | 4542 | 310 | FEEDER NO IV | 283076 | 22/22 KV WAGLE ETATE SWITCHING Station
12626499 | DLMS-LnT | 053 | TCPIP_DLMS | GSM | Feeder | 4542 | 305 | FEEDER NO V | 283076 | 22/22 KV WAGLE ETATE SWITCHING Station
X1095283 | DLMS-Secure | 055 | TCPIP_DLMS | GSM | Feeder | 4542 | 304 | 22 KV INDIAN RUBBER | 283099 | 22/22KV Ashar IT Park Switching Station
X0401251 | DLMS-Secure | 055 | TCPIP_DLMS | GSM | Feeder | 4542 | 204 | NSIL-HT | 283083 | 22/11KV Ramnagar Substation
12626668 | DLMS-LnT | 053 | TCPIP_DLMS | GSM | Feeder | 4542 | 206 | I-THINK IT PARK-2 | 283083 | 22/11KV Ramnagar Substation
XC590090 | DLMS-Secure | 055 | TCPIP_DLMS | GSM | Feeder | 4542 | 207 | 11KV INDIRA NAGAR | 283083 | 22/11KV Ramnagar Substation
14676330 | DLMS-LnT | 053 | TCPIP_DLMS | GSM | Feeder | 4542 | 301 | FEEDER NO I | 283076 | 22/22 KV WAGLE ETATE SWITCHING Station
00311093 | DLMS-HPL | 076 | TCPIP_DLMS | GSM | Feeder | 4542 | 201 | DUMPING | 283077 | 22 /11KV WAGLE ESTATE S/S
13376327 | DLMS-LnT | 053 | TCPIP_DLMS | GSM | Feeder | 4542 | 309 | FEEDER NO -III | 283076 | 22/22 KV WAGLE ETATE SWITCHING Station
MSB59614 | Secure | 055 | TCPIP_Secure | GSM | Feeder | 4542 | 302 | ASHAR-RAMNAGAR | 283099 | 22/22KV Ashar IT Park Switching Station
00311041 | DLMS-HPL | 076 | TCPIP_DLMS | GSM | Feeder | 4542 | 207 | VIDYUT METALLICS | 283077 | 22 /11KV WAGLE ESTATE S/S
00381708 | DLMS-HPL | 076 | TCPIP_DLMS | GSM | Feeder | 4542 | 204 | NANDANVAN FEEDER | 283077 | 22 /11KV WAGLE ESTATE S/S
00310931 | DLMS-HPL | 076 | TCPIP_DLMS | GSM | Feeder | 4542 | 208 | SBI COLONY | 283077 | 22 /11KV WAGLE ESTATE S/S
17223818 | DLMS-LnT | 053 | TCPIP_DLMS | GSM | Feeder | 4542 | 302 | FEEDER NO -II | 283076 | 22/22 KV WAGLE ETATE SWITCHING Station
00310195 | DLMS-HPL | 076 | TCPIP_DLMS | GSM | Feeder | 4542 | 206 | GOLDEN PARK | 283077 | 22 /11KV WAGLE ESTATE S/S
00309412 | DLMS-HPL | 076 | TCPIP_DLMS | GSM | Feeder | 4542 | 202 | NEW RAM GOPAL | 283077 | 22 /11KV WAGLE ESTATE S/S
00310163 | DLMS-HPL | 076 | TCPIP_DLMS | GSM | Feeder | 4542 | 205 | RAILADEVI | 283077 | 22 /11KV WAGLE ESTATE S/S
00381407 | DLMS-HPL | 076 | TCPIP_DLMS | GSM | Feeder | 4542 | 203 | JAI MAHARASHTRA NAGAR | 283077 | 22 /11KV WAGLE ESTATE S/S
XC482858 | DLMS-Secure | 055 | TCPIP_DLMS | GSM | Feeder | 4261 | 204 | S. T. WORKSHOP | 283086 | SHIVAJI HOSPITAL 22/11 KV
XC482855 | DLMS-Secure | 055 | TCPIP_DLMS | GSM | Feeder | 4261 | 203 | KALWA NAKA | 283086 | SHIVAJI HOSPITAL 22/11 KV
X0457445 | DLMS-Secure | 055 | TCPIP_DLMS | GSM | Feeder | 4261 | 205 | SHIVAJI HOSPITAL | 283086 | SHIVAJI HOSPITAL 22/11 KV
MSP33367 | Secure | 055 | TCPIP_Secure | GSM | Feeder | 4261 | 301 | CHINCHPADA | 283086 | SHIVAJI HOSPITAL 22/11 KV
16058476 | DLMS-LnT | 053 | TCPIP_DLMS | GSM | Feeder | 4261 | 203 | MAHATMA PHULE NAGAR -I | 283118 | 22/11 KV KHAREGAON
16058519 | DLMS-LnT | 053 | TCPIP_DLMS | GSM | Feeder | 4261 | 201 | MANISHA NAGAR - I | 283118 | 22/11 KV KHAREGAON
12628858 | DLMS-LnT | 053 | TCPIP_DLMS | GSM | Feeder | 4261 | 302 | KALWA NAKA | 283086 | SHIVAJI HOSPITAL 22/11 KV
X0110683 | DLMS-Secure | 055 | TCPIP_DLMS | GSM | Feeder | 4391 | 304 | KAUSA | 283087 | BHARAT GEAR SWITCHING STATION
MSP33368 | Secure | 055 | TCPIP_Secure | GSM | Feeder | 4391 | 305 | SHARIFA ROAD | 283087 | BHARAT GEAR SWITCHING STATION
X0110684 | DLMS-Secure | 055 | TCPIP_DLMS | GSM | Feeder | 4391 | 301 | SAGAR | 283087 | BHARAT GEAR SWITCHING STATION
14756240 | DLMS-LnT | 053 | TCPIP_DLMS | GSM | Feeder | 4391 | 306 | SABE GAON FEEDER | 283087 | BHARAT GEAR SWITCHING STATION
XC413604 | DLMS-Secure | 055 | TCPIP_DLMS | GSM | Feeder | 4643 | 203 | 11KV MARATHON | 283122 | 22/11KV PADLE GAON
XC413600 | DLMS-Secure | 055 | TCPIP_DLMS | GSM | Feeder | 4643 | 201 | 11KV GANESH NAGAR | 283121 | 22/11KV BETAWADE
12626972 | DLMS-LnT | 053 | TCPIP_DLMS | GSM | Feeder | 4652 | 207 | 11 KV ULWE SUB STATION TRANSFORMER | 284062 | 33/11 KV SECTOR-23 ULWE
12627386 | DLMS-LnT | 053 | TCPIP_DLMS | GSM | Feeder | 4652 | 208 | 11 KV WAHAL SEC-23 | 284062 | 33/11 KV SECTOR-23 ULWE
X0401280 | DLMS-Secure | 055 | TCPIP_DLMS | GSM | Feeder | 4652 | 201 | 11 KV SAKALPAPER | 284002 | 33/11KV SEC-11, CBD S/STN
X0401112 | DLMS-Secure | 055 | TCPIP_DLMS | GSM | Feeder | 4652 | 212 | 11 KV MAYURESH COSMOSS | 284002 | 33/11KV SEC-11, CBD S/STN
XD413418 | DLMS-Secure | 055 | TCPIP_DLMS | GSM | Feeder | 4652 | 204 | 11KV SECTOR-25A, PL-458 FEEDER | 284261 | 33/11KV R.R.POCKET WAHAL, ULWE
XD413387 | DLMS-Secure | 055 | TCPIP_DLMS | GSM | Feeder | 4652 | 205 | 11KV SECTOR-24, PL-231 FEEDER | 284261 | 33/11KV R.R.POCKET WAHAL, ULWE
XD413391 | DLMS-Secure | 055 | TCPIP_DLMS | GSM | Feeder | 4652 | 203 | 11KV SECTOR-25, PL-246 | 284261 | 33/11KV R.R.POCKET WAHAL, ULWE
XD413393 | DLMS-Secure | 055 | TCPIP_DLMS | GSM | Feeder | 4652 | 202 | 11KV SECT-24,PL-456A FEEDER | 284261 | 33/11KV R.R.POCKET WAHAL, ULWE
XD413388 | DLMS-Secure | 055 | TCPIP_DLMS | GSM | Feeder | 4652 | 206 | 11KV SECTOR-25A, PL-316 FEEDER | 284261 | 33/11KV R.R.POCKET WAHAL, ULWE
XD413396 | DLMS-Secure | 055 | TCPIP_DLMS | GSM | Feeder | 4652 | 207 | 11KV SECTOR-25A, PL-17B FEEDER | 284261 | 33/11KV R.R.POCKET WAHAL, ULWE
X0401005 | DLMS-Secure | 055 | TCPIP_DLMS | GSM | Feeder | 4652 | 201 | 11KV PHANASPADA | 284054 | 33/11KV SEC-15, CBD S/STN
X0400263 | DLMS-Secure | 055 | TCPIP_DLMS | GSM | Feeder | 4652 | 201 | 11 KV SECTOR 8-A | 284007 | 33/22/11KV SEC-6, CBD S/STN
X0401069 | DLMS-Secure | 055 | TCPIP_DLMS | GSM | Feeder | 4652 | 205 | 11KV SAI VIHAR | 284054 | 33/11KV SEC-15, CBD S/STN
X0401315 | DLMS-Secure | 055 | TCPIP_DLMS | GSM | Feeder | 4652 | 207 | 11 KV SECTOR-09 NEW | 284007 | 33/22/11KV SEC-6, CBD S/STN
X0401137 | DLMS-Secure | 055 | TCPIP_DLMS | GSM | Feeder | 4652 | 203 | 11KV BELAPUR DTC | 284054 | 33/11KV SEC-15, CBD S/STN
12627134 | DLMS-LnT | 053 | TCPIP_DLMS | GSM | Feeder | 4652 | 203 | 11 KV UNNATI FEEDER | 284062 | 33/11 KV SECTOR-23 ULWE
12627146 | LnT | 053 | TCPIP_LnT_9600 | GSM | Feeder | 4652 | 204 | 11 KV SECTOR-5 FEEDER | 284062 | 33/11 KV SECTOR-23 ULWE
12626968 | DLMS-LnT | 053 | TCPIP_DLMS | GSM | Feeder | 4652 | 202 | 11 KV SECTOR-21 ULWE | 284062 | 33/11 KV SECTOR-23 ULWE
12627232 | DLMS-LnT | 053 | TCPIP_DLMS | GSM | Feeder | 4652 | 206 | 11 KV SEC-5 PLOT NO-70 ULWE | 284062 | 33/11 KV SECTOR-23 ULWE
08025623 | DLMS-Genus | 065 | TCPIP_DLMS | GSM | Feeder | 4652 | 403 | 33 KV NMMC | 284002 | 33/11KV SEC-11, CBD S/STN
12627373 | DLMS-LnT | 053 | TCPIP_DLMS | GSM | Feeder | 4652 | 201 | 11 KV SECTOR-19 ULWE | 284062 | 33/11 KV SECTOR-23 ULWE
08024348 | DLMS-Genus | 065 | TCPIP_DLMS | GSM | Feeder | 4652 | 413 | 33 KV NMSEZ | 284062 | 33/11 KV SECTOR-23 ULWE
12627060 | DLMS-LnT | 053 | TCPIP_DLMS | GSM | Feeder | 4652 | 205 | 11KV IT COLONY | 284011 | 33/11KV NEW SEC 15 CBD S/S
12627062 | DLMS-LnT | 053 | TCPIP_DLMS | GSM | Feeder | 4652 | 206 | 11KV BELA VISTA | 284011 | 33/11KV NEW SEC 15 CBD S/S
12626921 | DLMS-LnT | 053 | TCPIP_DLMS | GSM | Feeder | 4652 | 203 | 11 KV CBD RAILWAY STATION | 284011 | 33/11KV NEW SEC 15 CBD S/S
12627136 | DLMS-LnT | 053 | TCPIP_DLMS | GSM | Feeder | 4652 | 207 | 11KV ULAVE BREAKER | 284011 | 33/11KV NEW SEC 15 CBD S/S
12626946 | DLMS-LnT | 053 | TCPIP_DLMS | GSM | Feeder | 4652 | 204 | 11 KV CAR MOLL | 284011 | 33/11KV NEW SEC 15 CBD S/S
X0400264 | DLMS-Secure | 055 | TCPIP_DLMS | GSM | Feeder | 4652 | 210 | 11 KV MTNL / DIWALA | 284002 | 33/11KV SEC-11, CBD S/STN
08024376 | DLMS-Genus | 065 | TCPIP_DLMS | GSM | Feeder | 4652 | 205 | 11 KV ARENJA TOWER | 284002 | 33/11KV SEC-11, CBD S/STN
XB406671 | DLMS-Secure | 055 | TCPIP_DLMS | GSM | Feeder | 4652 | 209 | 11 KV RBI SEC 11 | 284002 | 33/11KV SEC-11, CBD S/STN
08024356 | DLMS-Genus | 065 | TCPIP_DLMS | GSM | Feeder | 4652 | 204 | 11 KV SEC 15 | 284002 | 33/11KV SEC-11, CBD S/STN
X0401077 | DLMS-Secure | 055 | TCPIP_DLMS | GSM | Feeder | 4652 | 202 | 11KV PUJIT PLAZA SECTOR-11 | 284054 | 33/11KV SEC-15, CBD S/STN
X0401159 | DLMS-Secure | 055 | TCPIP_DLMS | GSM | Feeder | 4652 | 206 | 11 KV KENDRIYA SADAN | 284007 | 33/22/11KV SEC-6, CBD S/STN
X0401078 | DLMS-Secure | 055 | TCPIP_DLMS | GSM | Feeder | 4652 | 208 | 11KV GREAT EASTERN SUMMIT SECTOR-15 | 284054 | 33/11KV SEC-15, CBD S/STN
X0400886 | DLMS-Secure | 055 | TCPIP_DLMS | GSM | Feeder | 4652 | 203 | 11 KV CBD SEC 8 B | 284007 | 33/22/11KV SEC-6, CBD S/STN
X0853679 | DLMS-Secure | 055 | TCPIP_DLMS | GSM | Feeder | 4652 | 202 | 11 KV BELAPUR BHAVAN | 284007 | 33/22/11KV SEC-6, CBD S/STN
X0400916 | DLMS-Secure | 055 | TCPIP_DLMS | GSM | Feeder | 4652 | 206 | 11KV CHROMA SECTOR-15 | 284054 | 33/11KV SEC-15, CBD S/STN
X0400220 | DLMS-Secure | 055 | TCPIP_DLMS | GSM | Feeder | 4652 | 207 | 11KV OLD R.M.U SECTOR-15 S/STN | 284054 | 33/11KV SEC-15, CBD S/STN
X0401128 | DLMS-Secure | 055 | TCPIP_DLMS | GSM | Feeder | 4652 | 205 | 11 KV CBD SEC 6 | 284007 | 33/22/11KV SEC-6, CBD S/STN
00566107 | DLMS-HPL | 076 | TCPIP_DLMS | GSM | Feeder | 4652 | 203 | 11KV SECTOR 17 ULWE | 284013 | 33/11 KV SEC 17 ULWE S/STN
00694209 | DLMS-HPL | 076 | TCPIP_DLMS | GSM | Feeder | 4652 | 204 | 11KV SECTOR 8 F ULWE | 284013 | 33/11 KV SEC 17 ULWE S/STN
00566131 | DLMS-HPL | 076 | TCPIP_DLMS | GSM | Feeder | 4652 | 205 | 11KV SECTOR 18 ULWE | 284013 | 33/11 KV SEC 17 ULWE S/STN
00693383 | DLMS-HPL | 076 | TCPIP_DLMS | GSM | Feeder | 4652 | 206 | 11KV SECTOR 10 B ULWE | 284013 | 33/11 KV SEC 17 ULWE S/STN
08025626 | DLMS-Genus | 065 | TCPIP_DLMS | GSM | Feeder | 4652 | 208 | 11 KV INFOTECH PARK | 284002 | 33/11KV SEC-11, CBD S/STN
12626920 | DLMS-LnT | 053 | TCPIP_DLMS | GSM | Feeder | 4652 | 202 | 11 KV DIWALE GAON | 284011 | 33/11KV NEW SEC 15 CBD S/S
X0853678 | DLMS-Secure | 055 | TCPIP_DLMS | GSM | Feeder | 4652 | 203 | 11 KV GAUTAM COMPLEX | 284002 | 33/11KV SEC-11, CBD S/STN
08024386 | DLMS-Genus | 065 | TCPIP_DLMS | GSM | Feeder | 4652 | 206 | 11 KV CHANDRAMUKHI | 284002 | 33/11KV SEC-11, CBD S/STN
08024396 | DLMS-Genus | 065 | TCPIP_DLMS | GSM | Feeder | 4652 | 202 | 11 KV KUKERAJA | 284002 | 33/11KV SEC-11, CBD S/STN
18091818 | DLMS-LnT | 053 | TCPIP_DLMS | GSM | Feeder | 4652 | 410 | 33KV WADGHAR OUTGOING 1 | 284261 | 33/11KV R.R.POCKET WAHAL, ULWE
XB406666 | DLMS-Secure | 055 | TCPIP_DLMS | GSM | Feeder | 4652 | 209 | 11KV MMRDA-2 | 284261 | 33/11KV R.R.POCKET WAHAL, ULWE
X0400942 | DLMS-Secure | 055 | TCPIP_DLMS | GSM | Feeder | 4652 | 202 | 11KV SECTOR 9 ULWE | 284013 | 33/11 KV SEC 17 ULWE S/STN
X1219915 | DLMS-Secure | 055 | TCPIP_DLMS | GSM | Feeder | 4652 | 213 | 11KV AIRPORT EXPRESS | 284062 | 33/11 KV SECTOR-23 ULWE
17010414 | DLMS-LnT | 053 | TCPIP_DLMS | GSM | Feeder | 4652 | 202 | 11KV IT BUILDING | 284263 | 33/11KV NMSEZ
MSP46788 | DLMS-Secure | 055 | TCPIP_DLMS | GSM | Feeder | 4652 | 209 | 11 KV BAMANDONGARI RAILWAY STATION | 284062 | 33/11 KV SECTOR-23 ULWE
00694208 | DLMS-HPL | 076 | TCPIP_DLMS | GSM | Feeder | 4652 | 403 | 33KV SBI - 1 & SUB ST/N XMER | 284061 | 33/33KV WONDER PARK SWT/STN
00693468 | DLMS-HPL | 076 | TCPIP_DLMS | GSM | Feeder | 4652 | 402 | 33KV IDBI | 284061 | 33/33KV WONDER PARK SWT/STN
XD413389 | DLMS-Secure | 055 | TCPIP_DLMS | GSM | Feeder | 4652 | 208 | 11KV MMRDA-1 | 284261 | 33/11KV R.R.POCKET WAHAL, ULWE
18091842 | DLMS-LnT | 053 | TCPIP_DLMS | GSM | Feeder | 4652 | 411 | 33KV WADGHAR OUTGOING 2 | 284261 | 33/11KV R.R.POCKET WAHAL, ULWE
18091814 | DLMS-LnT | 053 | TCPIP_DLMS | GSM | Feeder | 4652 | 412 | 33KV GAVHAN LINK | 284261 | 33/11KV R.R.POCKET WAHAL, ULWE
00693463 | DLMS-HPL | 076 | TCPIP_DLMS | GSM | Feeder | 4652 | 210 | 11 KV RBI HT | 284007 | 33/22/11KV SEC-6, CBD S/STN
X0401281 | DLMS-Secure | 055 | TCPIP_DLMS | GSM | Feeder | 4652 | 211 | 11KV DATA CENTRE KHARGHAR EXPRESS | 284007 | 33/22/11KV SEC-6, CBD S/STN
12627287 | DLMS-LnT | 053 | TCPIP_DLMS | GSM | Feeder | 4652 | 208 | 11 KV AGROLI | 284011 | 33/11KV NEW SEC 15 CBD S/S
00693465 | DLMS-HPL | 076 | TCPIP_DLMS | GSM | Feeder | 4652 | 207 | 11KV SECTOR 16 B ULWE | 284013 | 33/11 KV SEC 17 ULWE S/STN
00694272 | DLMS-HPL | 076 | TCPIP_DLMS | GSM | Feeder | 4652 | 208 | 11KV STN/JAWALE | 284013 | 33/11 KV SEC 17 ULWE S/STN
X0401152 | DLMS-Secure | 055 | TCPIP_DLMS | GSM | Feeder | 4652 | 208 | 11 KV GOVT. OFFICES SECTOR 11 | 284007 | 33/22/11KV SEC-6, CBD S/STN
X0400969 | DLMS-Secure | 055 | TCPIP_DLMS | GSM | Feeder | 4652 | 211 | 11 KV SECTOR-15 DY. PATIL | 284002 | 33/11KV SEC-11, CBD S/STN
12627283 | DLMS-LnT | 053 | TCPIP_DLMS | GSM | Feeder | 4652 | 205 | 11 KV SECTOR-20 FEEDER | 284062 | 33/11 KV SECTOR-23 ULWE
08025642 | DLMS-Genus | 065 | TCPIP_DLMS | GSM | Feeder | 4652 | 207 | 11 KV CIDCO PUMP | 284002 | 33/11KV SEC-11, CBD S/STN
00693466 | DLMS-HPL | 076 | TCPIP_DLMS | GSM | Feeder | 4652 | 201 | 11KV SECTOR 16 A ULWE | 284013 | 33/11 KV SEC 17 ULWE S/STN
17223872 | DLMS-LnT | 053 | TCPIP_DLMS | GSM | Feeder | 4642 | 203 | 11 KV E TYPE WADHVA | 284008 | 33/11 KV Amey Sec-4 Nerul
02161143 | WallabyABT | 099 | TCPIP_WallabyABT | GSM | Feeder | 4642 | 206 | UTILITY BUILDING | 284010 | 33/11 KV L & T SEAWOODS
17223881 | DLMS-LnT | 053 | TCPIP_DLMS | GSM | Feeder | 4642 | 204 | 11 KV GREAT ESTERN | 284008 | 33/11 KV Amey Sec-4 Nerul
X0401333 | DLMS-Secure | 055 | TCPIP_DLMS | GSM | Feeder | 4642 | 201 | STATION TRANSFORMER | 284009 | 33 KV SEC-19A NERUL
X0400940 | DLMS-Secure | 055 | TCPIP_DLMS | GSM | Feeder | 4642 | 203 | 11KV CIDCO OFFICE | 284003 | 33/11KV Sec-11, Nerul S/Stn
X0401138 | DLMS-Secure | 055 | TCPIP_DLMS | GSM | Feeder | 4642 | 207 | 11KV AUGUSTEEN FEEDER | 284003 | 33/11KV Sec-11, Nerul S/Stn
X0401151 | DLMS-Secure | 055 | TCPIP_DLMS | GSM | Feeder | 4642 | 205 | 11KV DELHI PUBLIC SCHOOL | 284004 | 33/11KV Sec-50, NRI S/Stn
X0401316 | DLMS-Secure | 055 | TCPIP_DLMS | GSM | Feeder | 4642 | 207 | 11 KV BRAHMAKUMARI | 284009 | 33 KV SEC-19A NERUL
X0401086 | DLMS-Secure | 055 | TCPIP_DLMS | GSM | Feeder | 4642 | 206 | 11 KV LENYADRI | 284001 | 33/22/11KV CPWD S/STN
X0401161 | DLMS-Secure | 055 | TCPIP_DLMS | GSM | Feeder | 4642 | 203 | CPWD S/S | 284009 | 33 KV SEC-19A NERUL
X0400887 | DLMS-Secure | 055 | TCPIP_DLMS | GSM | Feeder | 4642 | 206 | 11KV TRUPTI FEEDER | 284003 | 33/11KV Sec-11, Nerul S/Stn
X0400956 | DLMS-Secure | 055 | TCPIP_DLMS | GSM | Feeder | 4642 | 201 | 11KV NERUL GAON | 284003 | 33/11KV Sec-11, Nerul S/Stn
X2005971 | DLMS-Secure | 055 | TCPIP_DLMS | GSM | Feeder | 4642 | 213 | 11KV CLUSTER D | 284010 | 33/11 KV L & T SEAWOODS
X0400997 | DLMS-Secure | 055 | TCPIP_DLMS | GSM | Feeder | 4642 | 205 | 11KV JUINAGAR | 284003 | 33/11KV Sec-11, Nerul S/Stn
X0400262 | DLMS-Secure | 055 | TCPIP_DLMS | GSM | Feeder | 4642 | 204 | 11KV STEP GARDEN | 284003 | 33/11KV Sec-11, Nerul S/Stn
X0400957 | DLMS-Secure | 055 | TCPIP_DLMS | GSM | Feeder | 4642 | 204 | 11KV SWP | 284004 | 33/11KV Sec-50, NRI S/Stn
X0401158 | DLMS-Secure | 055 | TCPIP_DLMS | GSM | Feeder | 4642 | 207 | 11KV KOKAN RAILWAY | 284004 | 33/11KV Sec-50, NRI S/Stn
X0400921 | DLMS-Secure | 055 | TCPIP_DLMS | GSM | Feeder | 4642 | 202 | 11KV JAWAHAR | 284001 | 33/22/11KV CPWD S/STN
X0401332 | DLMS-Secure | 055 | TCPIP_DLMS | GSM | Feeder | 4642 | 207 | 11KV BHIMA SHANKAR | 284001 | 33/22/11KV CPWD S/STN
X0401024 | DLMS-Secure | 055 | TCPIP_DLMS | GSM | Feeder | 4642 | 209 | 11 KV STN TRF | 284001 | 33/22/11KV CPWD S/STN
X0400984 | DLMS-Secure | 055 | TCPIP_DLMS | GSM | Feeder | 4642 | 205 | 11KV ARMY NIWAS | 284001 | 33/22/11KV CPWD S/STN
Q0420685 | DLMS-Secure | 055 | TCPIP_DLMS | GSM | Feeder | 4642 | 202 | 11KV GAJAMBUJA CEMENT | 284004 | 33/11KV Sec-50, NRI S/Stn
17094213 | DLMS-LnT | 053 | TCPIP_DLMS | GSM | Feeder | 4642 | 201 | 11 KV STN T/F WADHVA | 284008 | 33/11 KV Amey Sec-4 Nerul
X0401277 | DLMS-Secure | 055 | TCPIP_DLMS | GSM | Feeder | 4642 | 201 | 11KV AIR INDIA | 284001 | 33/22/11KV CPWD S/STN
X0401095 | DLMS-Secure | 055 | TCPIP_DLMS | GSM | Feeder | 4642 | 202 | 11KV APPEJAY | 284003 | 33/11KV Sec-11, Nerul S/Stn
X0401236 | DLMS-Secure | 055 | TCPIP_DLMS | GSM | Feeder | 4642 | 201 | 11KV NRI COMPLEX | 284004 | 33/11KV Sec-50, NRI S/Stn
X0401238 | DLMS-Secure | 055 | TCPIP_DLMS | GSM | Feeder | 4642 | 206 | 11 KV DY PATIL | 284009 | 33 KV SEC-19A NERUL
X0401096 | DLMS-Secure | 055 | TCPIP_DLMS | GSM | Feeder | 4642 | 209 | 11KV SEAWOODS PH-I | 284004 | 33/11KV Sec-50, NRI S/Stn
X0400993 | DLMS-Secure | 055 | TCPIP_DLMS | GSM | Feeder | 4642 | 205 | NAVDURGA S/S | 284009 | 33 KV SEC-19A NERUL
X0401306 | DLMS-Secure | 055 | TCPIP_DLMS | GSM | Feeder | 4642 | 208 | 11 KV ANAND VAIBHAV GARDEN | 284009 | 33 KV SEC-19A NERUL
X0400221 | DLMS-Secure | 055 | TCPIP_DLMS | GSM | Feeder | 4642 | 204 | NCRD | 284009 | 33 KV SEC-19A NERUL
X0401334 | DLMS-Secure | 055 | TCPIP_DLMS | GSM | Feeder | 4642 | 202 | RHYAN | 284009 | 33 KV SEC-19A NERUL
X0401246 | DLMS-Secure | 055 | TCPIP_DLMS | GSM | Feeder | 4642 | 206 | 11KV NEELKANTH TOWER | 284004 | 33/11KV Sec-50, NRI S/Stn
X0401076 | DLMS-Secure | 055 | TCPIP_DLMS | GSM | Feeder | 4642 | 203 | 11KV BPCL | 284004 | 33/11KV Sec-50, NRI S/Stn
X0401162 | DLMS-Secure | 055 | TCPIP_DLMS | GSM | Feeder | 4642 | 208 | 11KV KENDRIYA VIHAR | 284004 | 33/11KV Sec-50, NRI S/Stn
X0401305 | DLMS-Secure | 055 | TCPIP_DLMS | GSM | Feeder | 4642 | 210 | 11KV SEAWOODS PH-II | 284004 | 33/11KV Sec-50, NRI S/Stn
X0401301 | DLMS-Secure | 055 | TCPIP_DLMS | GSM | Feeder | 4642 | 203 | 11KV BANK OF INDIA | 284001 | 33/22/11KV CPWD S/STN
X0401299 | DLMS-Secure | 055 | TCPIP_DLMS | GSM | Feeder | 4642 | 204 | 11 KV EKTA VIHAR | 284001 | 33/22/11KV CPWD S/STN
02161141 | WallabyABT | 099 | TCPIP_WallabyABT | GSM | Feeder | 4642 | 204 | RETAIL 2 | 284010 | 33/11 KV L & T SEAWOODS
02161148 | WallabyABT | 099 | TCPIP_WallabyABT | GSM | Feeder | 4642 | 211 | BASEMENT STANDBY | 284010 | 33/11 KV L & T SEAWOODS
02161142 | WallabyABT | 099 | TCPIP_WallabyABT | GSM | Feeder | 4642 | 205 | BASEMENT | 284010 | 33/11 KV L & T SEAWOODS
02161139 | WallabyABT | 099 | TCPIP_WallabyABT | GSM | Feeder | 4642 | 202 | TOWER 2 | 284010 | 33/11 KV L & T SEAWOODS
02161144 | WallabyABT | 099 | TCPIP_WallabyABT | GSM | Feeder | 4642 | 207 | TOWER 1 STANDBY | 284010 | 33/11 KV L & T SEAWOODS
02161140 | WallabyABT | 099 | TCPIP_WallabyABT | GSM | Feeder | 4642 | 203 | RETAIL 1 | 284010 | 33/11 KV L & T SEAWOODS
02161138 | WallabyABT | 099 | TCPIP_WallabyABT | GSM | Feeder | 4642 | 201 | TOWER 1 | 284010 | 33/11 KV L & T SEAWOODS
02161147 | WallabyABT | 099 | TCPIP_WallabyABT | GSM | Feeder | 4642 | 210 | RETAIL 2 STANDBY | 284010 | 33/11 KV L & T SEAWOODS
14676363 | DLMS-LnT | 053 | TCPIP_DLMS | GSM | Feeder | 4642 | 201 | 11KV SBI I | 284051 | 33/11KV SBI S/Stn
14676317 | DLMS-LnT | 053 | TCPIP_DLMS | GSM | Feeder | 4642 | 202 | 11 KV SBI II | 284051 | 33/11KV SBI S/Stn
13376266 | DLMS-LnT | 053 | TCPIP_DLMS | GSM | Feeder | 4642 | 304 | 22KV NERUL II | 288057 | 220/33/22KV NERUL S/Stn
13376265 | DLMS-LnT | 053 | TCPIP_DLMS | GSM | Feeder | 4642 | 309 | 22 KV SHIRAWANE | 288057 | 220/33/22KV NERUL S/Stn
13376198 | DLMS-LnT | 053 | TCPIP_DLMS | GSM | Feeder | 4642 | 310 | 22 KV HERDILLIYA -2 | 288057 | 220/33/22KV NERUL S/Stn
13376412 | DLMS-LnT | 053 | TCPIP_DLMS | GSM | Feeder | 4642 | 302 | 22 KV URAN PHATA | 288057 | 220/33/22KV NERUL S/Stn
X0400896 | DLMS-Secure | 055 | TCPIP_DLMS | GSM | Feeder | 4642 | 208 | 11KV RAILWAY COMPLEX | 284003 | 33/11KV Sec-11, Nerul S/Stn
X2005972 | DLMS-Secure | 055 | TCPIP_DLMS | GSM | Feeder | 4642 | 215 | 11KV CLUSTER D STANDBY | 284010 | 33/11 KV L & T SEAWOODS
MSP52902 | DLMS-Secure | 055 | TCPIP_DLMS | GSM | Feeder | 4642 | 413 | 33 KV APPOLO HOSPITAL | 288057 | 220/33/22KV NERUL S/Stn
13376413 | DLMS-LnT | 053 | TCPIP_DLMS | GSM | Feeder | 4642 | 312 | 22KV NEW FOUND EXPRESS | 288057 | 220/33/22KV NERUL S/Stn
02161145 | WallabyABT | 099 | TCPIP_WallabyABT | GSM | Feeder | 4642 | 208 | TOWER 2 STANDBY | 284010 | 33/11 KV L & T SEAWOODS
02161146 | WallabyABT | 099 | TCPIP_WallabyABT | GSM | Feeder | 4642 | 209 | RETAIL 1 STANDBY | 284010 | 33/11 KV L & T SEAWOODS
02161149 | WallabyABT | 099 | TCPIP_WallabyABT | GSM | Feeder | 4642 | 212 | UTILITY BUILDING STANDBY | 284010 | 33/11 KV L & T SEAWOODS
17223874 | DLMS-LnT | 053 | TCPIP_DLMS | GSM | Feeder | 4642 | 202 | 11 KV JUINAGAR SEC 25 | 284008 | 33/11 KV Amey Sec-4 Nerul
00693384 | DLMS-HPL | 076 | TCPIP_DLMS | GSM | Feeder | 4752 | 207 | SECTOR 11 SANPADA BHOOMI | 284253 | 33/11 KV Sec 20,Sanpada s/stn
00694212 | DLMS-HPL | 076 | TCPIP_DLMS | GSM | Feeder | 4752 | 206 | 11 KV LADIES HOSTELL,SEC 10,SANPADA | 284253 | 33/11 KV Sec 20,Sanpada s/stn
X0400885 | DLMS-Secure | 055 | TCPIP_DLMS | GSM | Feeder | 4752 | 207 | 11 KV FISH MARKET | 284057 | 33/11 KV Sec 30,Raghuleela s/stn
X0400924 | DLMS-Secure | 055 | TCPIP_DLMS | GSM | Feeder | 4752 | 201 | 11 KV RAGHULEELA NEW FEEDER | 284057 | 33/11 KV Sec 30,Raghuleela s/stn
X0400998 | DLMS-Secure | 055 | TCPIP_DLMS | GSM | Feeder | 4752 | 206 | 11 KV MAITHILLI | 284057 | 33/11 KV Sec 30,Raghuleela s/stn
X0400895 | DLMS-Secure | 055 | TCPIP_DLMS | GSM | Feeder | 4752 | 204 | 11 KV REAL TRADE | 284006 | 33/22/11KV VASHI RAILWAY S/STN
X0400995 | DLMS-Secure | 055 | TCPIP_DLMS | GSM | Feeder | 4752 | 209 | 11 KV ICICI | 284006 | 33/22/11KV VASHI RAILWAY S/STN
00383471 | DLMS-HPL | 076 | TCPIP_DLMS | GSM | Feeder | 4752 | 402 | 33 KV BSEL | 284006 | 33/22/11KV VASHI RAILWAY S/STN
X0400219 | DLMS-Secure | 055 | TCPIP_DLMS | GSM | Feeder | 4752 | 208 | 11 KV ORISSA BHAVAN | 284057 | 33/11 KV Sec 30,Raghuleela s/stn
X0400967 | DLMS-Secure | 055 | TCPIP_DLMS | GSM | Feeder | 4752 | 202 | 11 KV SPARE | 284057 | 33/11 KV Sec 30,Raghuleela s/stn
X0401103 | DLMS-Secure | 055 | TCPIP_DLMS | GSM | Feeder | 4752 | 204 | 11 KV MICROTECH | 284057 | 33/11 KV Sec 30,Raghuleela s/stn
X0400888 | DLMS-Secure | 055 | TCPIP_DLMS | GSM | Feeder | 4752 | 201 | 11 KV SUN HOME | 284055 | 33/11 KV Sec 14,Nerul s/stn
X0401214 | DLMS-Secure | 055 | TCPIP_DLMS | GSM | Feeder | 4752 | 207 | 11 KV AGRI KOLI | 284055 | 33/11 KV Sec 14,Nerul s/stn
X0400996 | DLMS-Secure | 055 | TCPIP_DLMS | GSM | Feeder | 4752 | 209 | 11 KV CIDCO BUSINESS CENTER | 284057 | 33/11 KV Sec 30,Raghuleela s/stn
X0401114 | DLMS-Secure | 055 | TCPIP_DLMS | GSM | Feeder | 4752 | 206 | 11 KV KUKSHET | 284055 | 33/11 KV Sec 14,Nerul s/stn
X0401256 | DLMS-Secure | 055 | TCPIP_DLMS | GSM | Feeder | 4752 | 205 | 11 KV SEC 14 S/S NERUL | 284056 | 33/11 KV Nerul , Sector- 30,
X0401233 | DLMS-Secure | 055 | TCPIP_DLMS | GSM | Feeder | 4752 | 204 | 11 KV SEC 6 SUBSTATION TRANSFORMER | 284052 | 33/11KV Sec-6, Sanpada S/Stn
X0401097 | DLMS-Secure | 055 | TCPIP_DLMS | GSM | Feeder | 4752 | 203 | 11 KV SANPADA INDL SEC 6 | 284052 | 33/11KV Sec-6, Sanpada S/Stn
X0401239 | DLMS-Secure | 055 | TCPIP_DLMS | GSM | Feeder | 4752 | 208 | 11 KV LAXMI SEC10 SANPADA | 284052 | 33/11KV Sec-6, Sanpada S/Stn
X0401098 | DLMS-Secure | 055 | TCPIP_DLMS | GSM | Feeder | 4752 | 204 | 11 KV NERUL GYMKHANA | 284056 | 33/11 KV Nerul , Sector- 30,
08024395 | DLMS-Genus | 065 | TCPIP_DLMS | GSM | Feeder | 4752 | 209 | 11 KV MILLENIUM | 284005 | 33/11KV Sec 30, Sanpada S/Stn
08024353 | DLMS-Genus | 065 | TCPIP_DLMS | GSM | Feeder | 4752 | 204 | 11 KV SPARE | 284005 | 33/11KV Sec 30, Sanpada S/Stn
08024365 | DLMS-Genus | 065 | TCPIP_DLMS | GSM | Feeder | 4752 | 205 | 11KV D.G.ROOM | 284005 | 33/11KV Sec 30, Sanpada S/Stn
X0401258 | DLMS-Secure | 055 | TCPIP_DLMS | GSM | Feeder | 4752 | 206 | 11 KV SEC-50 NRI | 284056 | 33/11 KV Nerul , Sector- 30,
X0400941 | DLMS-Secure | 055 | TCPIP_DLMS | GSM | Feeder | 4752 | 202 | 11 KV TEJASWINI HOSTEL | 284052 | 33/11KV Sec-6, Sanpada S/Stn
X0400904 | DLMS-Secure | 055 | TCPIP_DLMS | GSM | Feeder | 4752 | 201 | 11 KV SEC 24, SEC 30 STN NERUL | 284056 | 33/11 KV Nerul , Sector- 30,
X0401087 | DLMS-Secure | 055 | TCPIP_DLMS | GSM | Feeder | 4752 | 304 | 22KV FEEDER NO4- LALIT VITESSI | 283034 | 22/22KV Shirawane MIDC
X0401102 | DLMS-Secure | 055 | TCPIP_DLMS | GSM | Feeder | 4752 | 203 | 11 KV VASHI RLY 3 | 284057 | 33/11 KV Sec 30,Raghuleela s/stn
X0401288 | DLMS-Secure | 055 | TCPIP_DLMS | GSM | Feeder | 4752 | 207 | 11 KV F.NO.VII SECT 42 | 284056 | 33/11 KV Nerul , Sector- 30,
X0401292 | DLMS-Secure | 055 | TCPIP_DLMS | GSM | Feeder | 4752 | 208 | 11 KV HAWARE SEC 28 NERUL | 284056 | 33/11 KV Nerul , Sector- 30,
X0400889 | DLMS-Secure | 055 | TCPIP_DLMS | GSM | Feeder | 4752 | 306 | 22KV FEEDER NO6- ELDER -GELDOP | 283034 | 22/22KV Shirawane MIDC
X0401282 | DLMS-Secure | 055 | TCPIP_DLMS | GSM | Feeder | 4752 | 303 | 22KV FEEDER NO3- DY. PATIL | 283034 | 22/22KV Shirawane MIDC
X0401293 | DLMS-Secure | 055 | TCPIP_DLMS | GSM | Feeder | 4752 | 302 | 22KV FEEDER NO2- VILAXMI- HARIYANA | 283034 | 22/22KV Shirawane MIDC
X0400990 | DLMS-Secure | 055 | TCPIP_DLMS | GSM | Feeder | 4752 | 201 | 11 KV NMMC WATER PUMP | 284052 | 33/11KV Sec-6, Sanpada S/Stn
X0401115 | DLMS-Secure | 055 | TCPIP_DLMS | GSM | Feeder | 4752 | 203 | 11 KV NEIGHBOURHOOD | 284055 | 33/11 KV Sec 14,Nerul s/stn
X0401104 | DLMS-Secure | 055 | TCPIP_DLMS | GSM | Feeder | 4752 | 202 | 11 KV JAI BALAJI | 284055 | 33/11 KV Sec 14,Nerul s/stn
X0401007 | DLMS-Secure | 055 | TCPIP_DLMS | GSM | Feeder | 4752 | 206 | 11 KV SAMTA SEC 4/7 SANPADA | 284052 | 33/11KV Sec-6, Sanpada S/Stn
X0401300 | DLMS-Secure | 055 | TCPIP_DLMS | GSM | Feeder | 4752 | 205 | 11 KV SAIKRIPA SEC 10 SANPADA | 284052 | 33/11KV Sec-6, Sanpada S/Stn
X0400902 | DLMS-Secure | 055 | TCPIP_DLMS | GSM | Feeder | 4752 | 207 | 11 KV PANCHARATNA | 284052 | 33/11KV Sec-6, Sanpada S/Stn
08024392 | DLMS-Genus | 065 | TCPIP_DLMS | GSM | Feeder | 4752 | 206 | 11 KV MORAJ COMPLEX | 284005 | 33/11KV Sec 30, Sanpada S/Stn
X0401066 | DLMS-Secure | 055 | TCPIP_DLMS | GSM | Feeder | 4752 | 205 | 11 KV VASHI RLY -2 | 284006 | 33/22/11KV VASHI RAILWAY S/STN
X0401135 | DLMS-Secure | 055 | TCPIP_DLMS | GSM | Feeder | 4752 | 208 | 11 KV LIFE STYLE | 284006 | 33/22/11KV VASHI RAILWAY S/STN
X0401051 | DLMS-Secure | 055 | TCPIP_DLMS | GSM | Feeder | 4752 | 207 | 11 KV RUPA IT | 284006 | 33/22/11KV VASHI RAILWAY S/STN
X0400960 | DLMS-Secure | 055 | TCPIP_DLMS | GSM | Feeder | 4752 | 202 | 11 KV SHAH GROUP | 284006 | 33/22/11KV VASHI RAILWAY S/STN
X0401153 | DLMS-Secure | 055 | TCPIP_DLMS | GSM | Feeder | 4752 | 203 | 11 KV ASSAM BHAVAN | 284006 | 33/22/11KV VASHI RAILWAY S/STN
X0401317 | DLMS-Secure | 055 | TCPIP_DLMS | GSM | Feeder | 4752 | 211 | 11 KV SEC 1 VASHI | 284006 | 33/22/11KV VASHI RAILWAY S/STN
X0400959 | DLMS-Secure | 055 | TCPIP_DLMS | GSM | Feeder | 4752 | 305 | 22KV FEEDER NO5- JASPAL -SHREERAM | 283034 | 22/22KV Shirawane MIDC
00694229 | DLMS-HPL | 076 | TCPIP_DLMS | GSM | Feeder | 4752 | 205 | 11 KV KESHAV KUNJ | 284253 | 33/11 KV Sec 20,Sanpada s/stn
00705679 | DLMS-HPL | 076 | TCPIP_DLMS | GSM | Feeder | 4752 | 203 | 11 KV SEWERAGE TREATMENT PLANT | 284253 | 33/11 KV Sec 20,Sanpada s/stn
00694279 | DLMS-HPL | 076 | TCPIP_DLMS | GSM | Feeder | 4752 | 204 | 11 KV PAN INDIA VASHI | 284253 | 33/11 KV Sec 20,Sanpada s/stn
08024389 | DLMS-Genus | 065 | TCPIP_DLMS | GSM | Feeder | 4752 | 202 | 11 KV MITTAL TOWER | 284005 | 33/11KV Sec 30, Sanpada S/Stn
X0401065 | DLMS-Secure | 055 | TCPIP_DLMS | GSM | Feeder | 4752 | 203 | 11 KV F, NO. III SECT 40 | 284056 | 33/11 KV Nerul , Sector- 30,
08023178 | DLMS-Genus | 065 | TCPIP_DLMS | GSM | Feeder | 4752 | 203 | 11 KV IPCL | 284005 | 33/11KV Sec 30, Sanpada S/Stn
08023176 | DLMS-Genus | 065 | TCPIP_DLMS | GSM | Feeder | 4752 | 201 | 11KV SAMNA | 284005 | 33/11KV Sec 30, Sanpada S/Stn
08024411 | DLMS-Genus | 065 | TCPIP_DLMS | GSM | Feeder | 4752 | 208 | 11 KV PUDHARI | 284005 | 33/11KV Sec 30, Sanpada S/Stn
X0401331 | DLMS-Secure | 055 | TCPIP_DLMS | GSM | Feeder | 4752 | 301 | 22KV FEEDER NO 1- FUGRO | 283034 | 22/22KV Shirawane MIDC
00693476 | DLMS-HPL | 076 | TCPIP_DLMS | GSM | Feeder | 4752 | 209 | CIDCO EXHIBITION CENTRE,VASHI | 284253 | 33/11 KV Sec 20,Sanpada s/stn
00694226 | DLMS-HPL | 076 | TCPIP_DLMS | GSM | Feeder | 4752 | 208 | 11 KV AMEY CHS | 284253 | 33/11 KV Sec 20,Sanpada s/stn
00693472 | DLMS-HPL | 076 | TCPIP_DLMS | GSM | Feeder | 4752 | 201 | 11 KV RELIANCE SANPADA | 284253 | 33/11 KV Sec 20,Sanpada s/stn
00693459 | DLMS-HPL | 076 | TCPIP_DLMS | GSM | Feeder | 4752 | 202 | 11 KV SAI PRIDE | 284253 | 33/11 KV Sec 20,Sanpada s/stn
00383472 | DLMS-HPL | 076 | TCPIP_DLMS | GSM | Feeder | 4752 | 403 | 33 KV VISHWAROOP | 284006 | 33/22/11KV VASHI RAILWAY S/STN
X0401255 | DLMS-Secure | 055 | TCPIP_DLMS | GSM | Feeder | 4752 | 204 | SPARE (11 KV SEC 30 NERUL LINK) | 284055 | 33/11 KV Sec 14,Nerul s/stn
12559969 | DLMS-LnT | 053 | TCPIP_DLMS | GSM | Feeder | 4752 | 419 | 33KV RAILWAY FEEDER NO.18 | 288065 | 220/33KV Sonkhar S/Stn
12559974 | DLMS-LnT | 053 | TCPIP_DLMS | GSM | Feeder | 4752 | 420 | 33KV RAILWAY FEEDER NO.19 | 288065 | 220/33KV Sonkhar S/Stn
X0400980 | DLMS-Secure | 055 | TCPIP_DLMS | GSM | Feeder | 4752 | 201 | 11 KV VASHI RLY I | 284006 | 33/22/11KV VASHI RAILWAY S/STN
X0401154 | DLMS-Secure | 055 | TCPIP_DLMS | GSM | Feeder | 4752 | 206 | 11 KV CIDCO WATER PUMP | 284006 | 33/22/11KV VASHI RAILWAY S/STN
12627094 | DLMS-LnT | 053 | TCPIP_DLMS | GSM | Feeder | 0345 | 204 | 11 KV SUASTH HOSPITAL FDR NO-2 | 224015 | 33/11 KV ROADPALI KALAMBOLI
12628307 | DLMS-LnT | 053 | TCPIP_DLMS | GSM | Feeder | 0345 | 203 | 11KV CIDCO MASS HOUSING | 224015 | 33/11 KV ROADPALI KALAMBOLI
13376777 | DLMS-LnT | 053 | TCPIP_DLMS | GSM | Feeder | 0345 | 202 | 11 KV O/G SPARE-2 | 224011 | 33/22/11KV KAMOTHE
GJU61105 | Secure | 055 | TCPIP_Secure | GSM | Feeder | 0345 | 303 | 22 KV JAWAHAR | 224011 | 33/22/11KV KAMOTHE
15117192 | DLMS-LnT | 053 | TCPIP_DLMS | GSM | Feeder | 0345 | 212 | 11KV SHIVSENA OFFICE | 224011 | 33/22/11KV KAMOTHE
X0401101 | DLMS-Secure | 055 | TCPIP_DLMS | GSM | Feeder | 0345 | 208 | MGM (EXPRESS) | 224005 | 33/11 KV KHANDA COLONY
X0401165 | DLMS-Secure | 055 | TCPIP_DLMS | GSM | Feeder | 0345 | 202 | 11 KV BIMA | 223032 | 22/11KV KALAMBOLI STEEL MARKET
12627326 | DLMS-LnT | 053 | TCPIP_DLMS | GSM | Feeder | 0345 | 205 | 11 KV SEC 14 | 223007 | 22/11KV KALAMBOLI HOUSING
12628415 | DLMS-LnT | 053 | TCPIP_DLMS | GSM | Feeder | 0345 | 205 | 11KV NEW SECT-14 | 224015 | 33/11 KV ROADPALI KALAMBOLI
12627923 | DLMS-LnT | 053 | TCPIP_DLMS | GSM | Feeder | 0345 | 209 | 11KV NEW LIG | 223007 | 22/11KV KALAMBOLI HOUSING
12626862 | DLMS-LnT | 053 | TCPIP_DLMS | GSM | Feeder | 0345 | 208 | 11KV SEC-9/E FDR NO-2 | 223007 | 22/11KV KALAMBOLI HOUSING
08025646 | DLMS-Genus | 065 | TCPIP_DLMS | GSM | Feeder | 0345 | 206 | 11 KV STP 12 FEEDER | 223007 | 22/11KV KALAMBOLI HOUSING
08025298 | DLMS-Genus | 065 | TCPIP_DLMS | GSM | Feeder | 0345 | 302 | 22 KV VENKATESH FEEDER | 224011 | 33/22/11KV KAMOTHE
08026089 | DLMS-Genus | 065 | TCPIP_DLMS | GSM | Feeder | 0345 | 204 | 11 KV HERAMBHA | 223007 | 22/11KV KALAMBOLI HOUSING
15117332 | DLMS-LnT | 053 | TCPIP_DLMS | GSM | Feeder | 0345 | 210 | 11KV KHANDESHWAR MASS HOUSING | 224011 | 33/22/11KV KAMOTHE
08025750 | DLMS-Genus | 065 | TCPIP_DLMS | GSM | Feeder | 0345 | 202 | 11 KV B G SHIRKE | 223007 | 22/11KV KALAMBOLI HOUSING
08025438 | DLMS-Genus | 065 | TCPIP_DLMS | GSM | Feeder | 0345 | 201 | 11 KV KL-1 | 223007 | 22/11KV KALAMBOLI HOUSING
X0400989 | DLMS-Secure | 055 | TCPIP_DLMS | GSM | Feeder | 0345 | 203 | 11KV STEEL CHAMBER | 223032 | 22/11KV KALAMBOLI STEEL MARKET
X0401289 | DLMS-Secure | 055 | TCPIP_DLMS | GSM | Feeder | 0345 | 201 | 11 KV C.E. FEEDER | 224005 | 33/11 KV KHANDA COLONY
X0401297 | DLMS-Secure | 055 | TCPIP_DLMS | GSM | Feeder | 0345 | 205 | 11KV PUMP P2 | 224005 | 33/11 KV KHANDA COLONY
X0401164 | DLMS-Secure | 055 | TCPIP_DLMS | GSM | Feeder | 0345 | 204 | 11 KV MHATMA FEEDER | 224005 | 33/11 KV KHANDA COLONY
X0401211 | DLMS-Secure | 055 | TCPIP_DLMS | GSM | Feeder | 0345 | 201 | 11 KV STEEL CHAMBER | 223032 | 22/11KV KALAMBOLI STEEL MARKET
X0401021 | DLMS-Secure | 055 | TCPIP_DLMS | GSM | Feeder | 0345 | 202 | 11 KV N.T.F.C. FEEDER | 224005 | 33/11 KV KHANDA COLONY
GJU61005 | Secure | 055 | TCPIP_Secure | GSM | Feeder | 0345 | 205 | 11 KV AWAS FEEDER | 224011 | 33/22/11KV KAMOTHE
GJU61044 | Secure | 055 | TCPIP_Secure | GSM | Feeder | 0345 | 204 | 11 KV SURAJ PARK FEEDER | 224011 | 33/22/11KV KAMOTHE
MSU17244 | Secure | 055 | TCPIP_Secure | GSM | Feeder | 0345 | 301 | 22 KV OUTGOING FEEDER SPARE | 224011 | 33/22/11KV KAMOTHE
GJU61565 | Secure | 055 | TCPIP_Secure | GSM | Feeder | 0345 | 203 | 11 KV JUI GAON | 224011 | 33/22/11KV KAMOTHE
GJU61578 | Secure | 055 | TCPIP_Secure | GSM | Feeder | 0345 | 208 | 11 KV O/G SPARE-8(PUMP HOUSE) | 224011 | 33/22/11KV KAMOTHE
15117348 | DLMS-LnT | 053 | TCPIP_DLMS | GSM | Feeder | 0345 | 211 | 11KV BHAGWATI HEIGHTS | 224011 | 33/22/11KV KAMOTHE
15117413 | DLMS-LnT | 053 | TCPIP_DLMS | GSM | Feeder | 0345 | 209 | SPARE OUTGOING 9 | 224011 | 33/22/11KV KAMOTHE
12628306 | DLMS-LnT | 053 | TCPIP_DLMS | GSM | Feeder | 0345 | 203 | 11 KV V M JOG | 223007 | 22/11KV KALAMBOLI HOUSING
GJU61555 | Secure | 055 | TCPIP_Secure | GSM | Feeder | 0345 | 207 | 11 KV O/G SPARE-7 | 224011 | 33/22/11KV KAMOTHE
GJU61065 | Secure | 055 | TCPIP_Secure | GSM | Feeder | 0345 | 206 | 11KV KAMOTHE GAON | 224011 | 33/22/11KV KAMOTHE
X0401068 | DLMS-Secure | 055 | TCPIP_DLMS | GSM | Feeder | 0345 | 207 | 11 KV KHANDESHWAR RAILWAY STN | 224005 | 33/11 KV KHANDA COLONY
X0401169 | DLMS-Secure | 055 | TCPIP_DLMS | GSM | Feeder | 0345 | 206 | HORIZON SCHOOL | 224005 | 33/11 KV KHANDA COLONY
XE419853 | DLMS-Secure | 055 | TCPIP_DLMS | GSM | Feeder | 4795 | 203 | 11 KV BALAJI KRIPA, SEC-20 FEEDER | 224003 | 33/11KV KHARGHAR SECT-23
XE419859 | DLMS-Secure | 055 | TCPIP_DLMS | GSM | Feeder | 4795 | 205 | 11KV NEW MACHHI MARKET, SEC-20 | 224003 | 33/11KV KHARGHAR SECT-23
XE419849 | DLMS-Secure | 055 | TCPIP_DLMS | GSM | Feeder | 4795 | 201 | 11 KV GREEN HERITAGE FEEDER | 224003 | 33/11KV KHARGHAR SECT-23
15019170 | LnT | 053 | TCPIP_DLMS | GSM | Feeder | 4795 | 203 | LIG MASS HOUSING FEDER | 224013 | 33/11KV KHARGHAR SECT-35I
15019152 | LnT | 053 | TCPIP_LnT_9600 | GSM | Feeder | 4795 | 202 | MASS HOUSING S/S NO-1 | 224013 | 33/11KV KHARGHAR SECT-35I
15019140 | LnT | 053 | TCPIP_LnT_9600 | GSM | Feeder | 4795 | 204 | SEC-34A FEEDER PROP. | 224013 | 33/11KV KHARGHAR SECT-35I
13376836 | DLMS-LnT | 053 | TCPIP_DLMS | GSM | Feeder | 4795 | 211 | MASS HOUSING S/S NO.2 | 224013 | 33/11KV KHARGHAR SECT-35I
13043165 | LnT | 053 | TCPIP_LnT_9600 | GSM | Feeder | 4795 | 206 | PLOT NO 53 & 54 STATUS VIHAR SEC-35/E | 224013 | 33/11KV KHARGHAR SECT-35I
15019117 | DLMS-LnT | 053 | TCPIP_DLMS | GSM | Feeder | 4795 | 211 | 11KV MASS HOUSING II SECT-39 | 224001 | 33/11KV KHARGHAR SECT-27
15019195 | DLMS-LnT | 053 | TCPIP_DLMS | GSM | Feeder | 4795 | 203 | 11KV MASS HOUSING I SECT-39 | 224001 | 33/11KV KHARGHAR SECT-27
13376164 | DLMS-LnT | 053 | TCPIP_DLMS | GSM | Feeder | 4795 | 209 | 11 KV \SECTOR 18 | 224009 | 33/11KV KHARGHAR SECT-19
13376329 | DLMS-LnT | 053 | TCPIP_DLMS | GSM | Feeder | 4795 | 211 | 11 KV SECTOR 27 | 224009 | 33/11KV KHARGHAR SECT-19
13376325 | DLMS-LnT | 053 | TCPIP_DLMS | GSM | Feeder | 4795 | 204 | 11 KV VIGNHAR SECTOR-12 | 224009 | 33/11KV KHARGHAR SECT-19
XE419879 | DLMS-Secure | 055 | TCPIP_DLMS | GSM | Feeder | 4795 | 207 | 11KV DELTA | 224003 | 33/11KV KHARGHAR SECT-23
15019192 | LnT | 053 | TCPIP_LnT_9600 | GSM | Feeder | 4795 | 205 | PL NO.42 & 43, SEC-35D | 224013 | 33/11KV KHARGHAR SECT-35I
00275125 | HPL | 076 | TCPIP_HSPL | GSM | Feeder | 4795 | 410 | Sub Station Transformer-No-1 | 229019 | 400/33/22KV KHARGHAR EHV
00275127 | HPL | 076 | TCPIP_HSPL | GSM | Feeder | 4795 | 411 | SUB STATION TRANSFORMER-II | 229019 | 400/33/22KV KHARGHAR EHV
13376328 | DLMS-LnT | 053 | TCPIP_DLMS | GSM | Feeder | 4795 | 210 | 11 kV \ Vastuvihar | 224009 | 33/11KV KHARGHAR SECT-19
13376447 | DLMS-LnT | 053 | TCPIP_DLMS | GSM | Feeder | 4795 | 212 | SECTOR-30 OWE VILLAGE | 224009 | 33/11KV KHARGHAR SECT-19
XE419855 | DLMS-Secure | 055 | TCPIP_DLMS | GSM | Feeder | 4795 | 206 | 11KV BHAGAVATI | 224003 | 33/11KV KHARGHAR SECT-23
XE419851 | DLMS-Secure | 055 | TCPIP_DLMS | GSM | Feeder | 4795 | 202 | 11 KV GURUDWARA FEEDER | 224003 | 33/11KV KHARGHAR SECT-23
XE419854 | DLMS-Secure | 055 | TCPIP_DLMS | GSM | Feeder | 4795 | 204 | 11KV NEW CIDCO S/S, SEC-21 | 224003 | 33/11KV KHARGHAR SECT-23
00658849 | DLMS-HPL | 076 | TCPIP_DLMS | GSM | Feeder | 4795 | 204 | 11KV LINK LINE FEEDER (VIGHNAHAR) | 224008 | 33 /11KV KHARGHAR SECT-12
00658841 | DLMS-HPL | 076 | TCPIP_DLMS | GSM | Feeder | 4795 | 208 | SUB STATION T/F | 224008 | 33 /11KV KHARGHAR SECT-12
00705681 | DLMS-HPL | 076 | TCPIP_DLMS | GSM | Feeder | 4795 | 206 | 11 KV HIRANANDANI | 224008 | 33 /11KV KHARGHAR SECT-12
00694282 | DLMS-HPL | 076 | TCPIP_DLMS | GSM | Feeder | 4795 | 201 | 11 KV CIDCO SEWRAGE PUMP SECTOR-09 | 224010 | 33/11KV KHARGHAR SECT-2
00694217 | DLMS-HPL | 076 | TCPIP_DLMS | GSM | Feeder | 4795 | 209 | 11KV NIFT | 224010 | 33/11KV KHARGHAR SECT-2
00705688 | DLMS-HPL | 076 | TCPIP_DLMS | GSM | Feeder | 4795 | 213 | 11KV BPCL | 224010 | 33/11KV KHARGHAR SECT-2
00705692 | DLMS-HPL | 076 | TCPIP_DLMS | GSM | Feeder | 4795 | 203 | 11 KV KENDRIYA VIHAR | 224008 | 33 /11KV KHARGHAR SECT-12
00693462 | DLMS-HPL | 076 | TCPIP_DLMS | GSM | Feeder | 4795 | 205 | 11 KV RAILWAY STATION | 224010 | 33/11KV KHARGHAR SECT-2
00705690 | DLMS-HPL | 076 | TCPIP_DLMS | GSM | Feeder | 4795 | 208 | 11 KV BALAJI ANGAN | 224010 | 33/11KV KHARGHAR SECT-2
00693367 | DLMS-HPL | 076 | TCPIP_DLMS | GSM | Feeder | 4795 | 202 | 11 KV CIDCO S/STN SEC-10 | 224010 | 33/11KV KHARGHAR SECT-2
00693385 | DLMS-HPL | 076 | TCPIP_DLMS | GSM | Feeder | 4795 | 203 | 11KV CIDCO SEC-2 KHARGHAR | 224010 | 33/11KV KHARGHAR SECT-2
00693409 | DLMS-HPL | 076 | TCPIP_DLMS | GSM | Feeder | 4795 | 204 | 11 KV PRAJAPATI S/STN SEC-2 KH | 224010 | 33/11KV KHARGHAR SECT-2
00693471 | DLMS-HPL | 076 | TCPIP_DLMS | GSM | Feeder | 4795 | 206 | SUB STATION T/F | 224010 | 33/11KV KHARGHAR SECT-2
03016672 | DLMS-Genus | 065 | TCPIP_DLMS | GSM | Feeder | 4795 | 203 | 11 KV MURBI SECTOR-19 | 224009 | 33/11KV KHARGHAR SECT-19
13376163 | DLMS-LnT | 053 | TCPIP_DLMS | GSM | Feeder | 4795 | 205 | SUB STATION T/F | 224009 | 33/11KV KHARGHAR SECT-19
13376326 | DLMS-LnT | 053 | TCPIP_DLMS | GSM | Feeder | 4795 | 201 | SPARE LINK FEEDER | 224009 | 33/11KV KHARGHAR SECT-19
13376450 | DLMS-LnT | 053 | TCPIP_DLMS | GSM | Feeder | 4795 | 206 | 11 KV AWHO SECTOR-14 | 224009 | 33/11KV KHARGHAR SECT-19
13043172 | LnT | 053 | TCPIP_LnT_9600 | GSM | Feeder | 4795 | 209 | LIG MASS HSG. FEEDER NO-2 | 224013 | 33/11KV KHARGHAR SECT-35I
13043027 | LnT | 053 | TCPIP_LnT_9600 | GSM | Feeder | 4795 | 210 | MASS HOUSING S/S NO.4 | 224013 | 33/11KV KHARGHAR SECT-35I
15019200 | LnT | 053 | TCPIP_LnT_9600 | GSM | Feeder | 4795 | 208 | PL NO.171, SEC-30 FEEDER | 224013 | 33/11KV KHARGHAR SECT-35I
13376211 | DLMS-LnT | 053 | TCPIP_DLMS | GSM | Feeder | 4795 | 202 | 11 KV PUMP HOUSE SEC 11 | 224009 | 33/11KV KHARGHAR SECT-19
13376259 | DLMS-LnT | 053 | TCPIP_DLMS | GSM | Feeder | 4795 | 207 | VISHWAJYOTH | 224009 | 33/11KV KHARGHAR SECT-19
13043031 | LnT | 053 | TCPIP_LnT_9600 | GSM | Feeder | 4795 | 201 | PLOT NO 51 SEC-30 FEEDER | 224013 | 33/11KV KHARGHAR SECT-35I
15019153 | LnT | 053 | TCPIP_LnT_9600 | GSM | Feeder | 4795 | 212 | ARIHANT ABHILASHA PL NO-10 | 224013 | 33/11KV KHARGHAR SECT-35I
15019161 | LnT | 053 | TCPIP_LnT_9600 | GSM | Feeder | 4795 | 212 | 11 kv Ramsheth thakur feeder | 224001 | 33/11KV KHARGHAR SECT-27
15019198 | LnT | 053 | TCPIP_LnT_9600 | GSM | Feeder | 4795 | 201 | 11 KV PL NO.39, SEC-27 FEEDER | 224001 | 33/11KV KHARGHAR SECT-27
15019183 | LnT | 053 | TCPIP_LnT_9600 | GSM | Feeder | 4795 | 207 | 11 kv Juhi developers feeder | 224001 | 33/11KV KHARGHAR SECT-27
15019119 | LnT | 053 | TCPIP_LnT_9600 | GSM | Feeder | 4795 | 202 | 11 KV SEC-35I FEEDER | 224001 | 33/11KV KHARGHAR SECT-27
14033426 | LnT | 053 | TCPIP_LnT_9600 | GSM | Feeder | 4795 | 406 | 33 kv tata feeder no-1 | 224002 | 33/33KV KHARGHAR SECT-29 SWITCHING
14033430 | LnT | 053 | TCPIP_LnT_9600 | GSM | Feeder | 4795 | 407 | 33 kv Tata Feeder | 224002 | 33/33KV KHARGHAR SECT-29 SWITCHING
15019181 | LnT | 053 | TCPIP_LnT_9600 | GSM | Feeder | 4795 | 208 | 11KV Station Transformer | 224001 | 33/11KV KHARGHAR SECT-27
15019190 | LnT | 053 | TCPIP_LnT_9600 | GSM | Feeder | 4795 | 206 | 11KV RANJANPADA | 224001 | 33/11KV KHARGHAR SECT-27
XE419856 | DLMS-Secure | 055 | TCPIP_DLMS | GSM | Feeder | 4795 | 209 | 11 KV STATION TRANSFORMER SECT-23 | 224003 | 33/11KV KHARGHAR SECT-23
00705691 | DLMS-HPL | 076 | TCPIP_DLMS | GSM | Feeder | 4795 | 207 | 11 KV MILLANIUM PARK | 224008 | 33 /11KV KHARGHAR SECT-12
00705675 | DLMS-HPL | 076 | TCPIP_DLMS | GSM | Feeder | 4795 | 205 | 11 KV FOUNTAIN | 224008 | 33 /11KV KHARGHAR SECT-12
00693458 | DLMS-HPL | 076 | TCPIP_DLMS | GSM | Feeder | 4795 | 202 | 11 KV HILL REGENCY | 224008 | 33 /11KV KHARGHAR SECT-12
13376258 | DLMS-LnT | 053 | TCPIP_DLMS | GSM | Feeder | 4795 | 208 | 11 KV JALVAYU SECTOR-20 | 224009 | 33/11KV KHARGHAR SECT-19
13043045 | LnT | 053 | TCPIP_LnT_9600 | GSM | Feeder | 4795 | 207 | MASS HOUSING S/S NO.3 | 224013 | 33/11KV KHARGHAR SECT-35I
19217434 | DLMS-LnT | 053 | TCPIP_DLMS | GSM | Feeder | 0311 | 308 | 22KV MARKET YARD | 284255 | 33/22KV TAPALNAKA GIS
19217432 | DLMS-LnT | 053 | TCPIP_DLMS | GSM | Feeder | 0311 | 307 | 22KV LOKMANYA NAGAR (TAKKA) | 284255 | 33/22KV TAPALNAKA GIS
19217419 | DLMS-LnT | 053 | TCPIP_DLMS | GSM | Feeder | 0311 | 306 | 22KV STATION TRAFO. | 284255 | 33/22KV TAPALNAKA GIS
19217421 | DLMS-LnT | 053 | TCPIP_DLMS | GSM | Feeder | 0311 | 305 | 22KV MIDC | 284255 | 33/22KV TAPALNAKA GIS
14676553 | DLMS-LnT | 053 | TCPIP_DLMS | GSM | Feeder | 0311 | 305 | 22 KV PARGAON | 223001 | 22/22 KV BHINGARI SWITCHING STATION
14676549 | DLMS-LnT | 053 | TCPIP_DLMS | GSM | Feeder | 0311 | 305 | ONGC APTA | 228013 | 220/33/22 KV ONGC PANVEL
08024058 | DLMS-Genus | 065 | TCPIP_DLMS | GSM | Feeder | 0311 | 304 | 22KV GAVAN | 223001 | 22/22 KV BHINGARI SWITCHING STATION
19217410 | DLMS-LnT | 053 | TCPIP_DLMS | GSM | Feeder | 0311 | 304 | 22KV SPARE | 284255 | 33/22KV TAPALNAKA GIS
12627049 | DLMS-LnT | 053 | TCPIP_DLMS | GSM | Feeder | 0311 | 205 | 11 KV PALLAI | 224006 | 33/11KV NEW PANVEL SECT-15
08024350 | DLMS-Genus | 065 | TCPIP_DLMS | GSM | Feeder | 0311 | 306 | NERE | 223001 | 22/22 KV BHINGARI SWITCHING STATION
12560700 | DLMS-LnT | 053 | TCPIP_DLMS | GSM | Feeder | 0311 | 207 | 11 KV KALPATARU KRISHNA-2 | 224012 | 33/22/11 KV KALPATARU RIVERSIDE
12560725 | DLMS-LnT | 053 | TCPIP_DLMS | GSM | Feeder | 0311 | 207 | 11KV SECT-5 | 224004 | 33/11KV NEW PANVEL SECT-7
12627324 | DLMS-LnT | 053 | TCPIP_DLMS | GSM | Feeder | 0311 | 202 | 11 KV DEVAD | 224006 | 33/11KV NEW PANVEL SECT-15
12628028 | DLMS-LnT | 053 | TCPIP_DLMS | GSM | Feeder | 0311 | 204 | 11 KV SHREEYASH FEEDER | 224006 | 33/11KV NEW PANVEL SECT-15
12628413 | DLMS-LnT | 053 | TCPIP_DLMS | GSM | Feeder | 0311 | 203 | 11 KV VICHUBHE | 224006 | 33/11KV NEW PANVEL SECT-15
08024351 | DLMS-Genus | 065 | TCPIP_DLMS | GSM | Feeder | 0311 | 310 | 22 KV PANVEL-III | 223001 | 22/22 KV BHINGARI SWITCHING STATION
19217437 | DLMS-LnT | 053 | TCPIP_DLMS | GSM | Feeder | 0311 | 301 | 22KV MCCH SOCIETY | 284255 | 33/22KV TAPALNAKA GIS
05162150 | DLMS-HPL | 076 | TCPIP_DLMS | GSM | Feeder | 0311 | 210 | 11 KV POWER GRID | 224004 | 33/11KV NEW PANVEL SECT-7
XD452856 | DLMS-Secure | 055 | TCPIP_DLMS | GSM | Feeder | 0311 | 305 | 22KV MMRDA | 284258 | 33/22KV AKURLI
XD452851 | DLMS-Secure | 055 | TCPIP_DLMS | GSM | Feeder | 0311 | 301 | 22KV AKURLI | 284258 | 33/22KV AKURLI
XD452857 | DLMS-Secure | 055 | TCPIP_DLMS | GSM | Feeder | 0311 | 303 | 22KV SUKAPUR-2 | 284258 | 33/22KV AKURLI
13376438 | DLMS-LnT | 053 | TCPIP_DLMS | GSM | Feeder | 0311 | 301 | 22KV ONGC EXPRESS | 228013 | 220/33/22 KV ONGC PANVEL
13376758 | DLMS-LnT | 053 | TCPIP_DLMS | GSM | Feeder | 0311 | 205 | 11 KV SECTOR 8 | 224004 | 33/11KV NEW PANVEL SECT-7
13376236 | DLMS-LnT | 053 | TCPIP_DLMS | GSM | Feeder | 0311 | 304 | 22 KV NEW PANVEL | 228013 | 220/33/22 KV ONGC PANVEL
13063060 | LnT | 053 | TCPIP_LnT_9600 | GSM | Feeder | 0311 | 303 | 22KV O/G 2(PANVEL 2) | 224012 | 33/22/11 KV KALPATARU RIVERSIDE
15019211 | LnT | 053 | TCPIP_LnT_9600 | GSM | Feeder | 0311 | 302 | 22KV O/G 1(PANVEL 1) | 224012 | 33/22/11 KV KALPATARU RIVERSIDE
19217431 | DLMS-LnT | 053 | TCPIP_DLMS | GSM | Feeder | 0311 | 302 | 22KV THANA NAKA | 284255 | 33/22KV TAPALNAKA GIS
19217430 | DLMS-LnT | 053 | TCPIP_DLMS | GSM | Feeder | 0311 | 303 | 22KV LINE ALI | 284255 | 33/22KV TAPALNAKA GIS
12560578 | DLMS-LnT | 053 | TCPIP_DLMS | GSM | Feeder | 0311 | 202 | 11KV KALPATARU NARMADA-1 | 224012 | 33/22/11 KV KALPATARU RIVERSIDE
08024373 | DLMS-Genus | 065 | TCPIP_DLMS | GSM | Feeder | 0311 | 307 | SAINAGAR | 223001 | 22/22 KV BHINGARI SWITCHING STATION
X1095792 | DLMS-Secure | 055 | TCPIP_DLMS | GSM | Feeder | 0311 | 403 | 33KV KARANJADE | 288073 | 220/33KV ONGC PANVEL GIS
X1095783 | DLMS-Secure | 055 | TCPIP_DLMS | GSM | Feeder | 0311 | 401 | 33KV TAPALNAKA GIS | 288073 | 220/33KV ONGC PANVEL GIS
X1095774 | DLMS-Secure | 055 | TCPIP_DLMS | GSM | Feeder | 0311 | 405 | 33KV RAILWAY 1 GIS | 288073 | 220/33KV ONGC PANVEL GIS
X1095768 | DLMS-Secure | 055 | TCPIP_DLMS | GSM | Feeder | 0311 | 404 | 33KV AKURLI GIS 1 | 288073 | 220/33KV ONGC PANVEL GIS
X0400909 | DLMS-Secure | 055 | TCPIP_DLMS | GSM | Feeder | 0311 | 308 | 22 KV KARNALA | 223001 | 22/22 KV BHINGARI SWITCHING STATION
12560647 | DLMS-LnT | 053 | TCPIP_DLMS | GSM | Feeder | 0311 | 208 | 11KV MPK | 224004 | 33/11KV NEW PANVEL SECT-7
X0400910 | DLMS-Secure | 055 | TCPIP_DLMS | GSM | Feeder | 0311 | 309 | KOLKHA | 223001 | 22/22 KV BHINGARI SWITCHING STATION
07408941 | LnT | 053 | TCPIP_LNT | GSM | Feeder | 0311 | 209 | 11 KV ESRGSR | 224004 | 33/11KV NEW PANVEL SECT-7
X1095785 | DLMS-Secure | 055 | TCPIP_DLMS | GSM | Feeder | 0311 | 402 | 33KV AKURLI GIS 2 | 288073 | 220/33KV ONGC PANVEL GIS
XD452855 | DLMS-Secure | 055 | TCPIP_DLMS | GSM | Feeder | 0311 | 306 | 22KV NERE | 284258 | 33/22KV AKURLI
XD452854 | DLMS-Secure | 055 | TCPIP_DLMS | GSM | Feeder | 0311 | 304 | 22KV BALAJI SYMPHONY | 284258 | 33/22KV AKURLI
XD452850 | DLMS-Secure | 055 | TCPIP_DLMS | GSM | Feeder | 0311 | 302 | 22KV SUKAPUR-1 | 284258 | 33/22KV AKURLI
XB499199 | DLMS-Secure | 055 | TCPIP_DLMS | GSM | Feeder | 0329 | 305 | 22KV MIDC-3 NAWADA | 223035 | 22/22 KV NAWADA SWITCHING
X1960296 | DLMS-Secure | 055 | TCPIP_DLMS | GSM | Feeder | 0329 | 304 | 22kv Feeder MIDC-1 | 226003 | 100/22KV TALOJA
XB499182 | DLMS-Secure | 055 | TCPIP_DLMS | GSM | Feeder | 0329 | 203 | 22KV EXTENDED V-ZONE | 223035 | 22/22 KV NAWADA SWITCHING
X2005969 | DLMS-Secure | 055 | TCPIP_DLMS | GSM | Feeder | 0329 | 302 | 22 KV PANCHMAHAL AMUL | 226003 | 100/22KV TALOJA
13376189 | DLMS-LnT | 053 | TCPIP_DLMS | GSM | Feeder | 0329 | 804 | OWENS CORNING | 228028 | 220/100/22KV TALOJA EHV
17270787 | DLMS-LnT | 053 | TCPIP_DLMS | GSM | Feeder | 0329 | 316 | 22KV NEW PACHNAND I/C | 228028 | 220/100/22KV TALOJA EHV
X1095771 | DLMS-Secure | 055 | TCPIP_DLMS | GSM | Feeder | 0329 | 315 | 22KV ELEMENTIS EXPRESS | 228028 | 220/100/22KV TALOJA EHV
X1095791 | DLMS-Secure | 055 | TCPIP_DLMS | GSM | Feeder | 0329 | 301 | 22KV FEEDER VVF | 228028 | 220/100/22KV TALOJA EHV
X1960295 | DLMS-Secure | 055 | TCPIP_DLMS | GSM | Feeder | 0329 | 313 | DORF KETTLE | 226003 | 100/22KV TALOJA
X1095754 | DLMS-Secure | 055 | TCPIP_DLMS | GSM | Feeder | 0329 | 310 | TECHNOVA NEW | 228028 | 220/100/22KV TALOJA EHV
13376226 | DLMS-LnT | 053 | TCPIP_DLMS | GSM | Feeder | 0329 | 322 | HTW REXAM | 226003 | 100/22KV TALOJA
X1960253 | DLMS-Secure | 055 | TCPIP_DLMS | GSM | Feeder | 0329 | 315 | 22KV APCOTEX | 226003 | 100/22KV TALOJA
13376338 | DLMS-LnT | 053 | TCPIP_DLMS | GSM | Feeder | 0329 | 321 | BEL-II (SOLA ,BE, DN) EXPRESS | 226003 | 100/22KV TALOJA
13376303 | DLMS-LnT | 053 | TCPIP_DLMS | GSM | Feeder | 0329 | 310 | 22KV FEEDER WAVANJE | 226003 | 100/22KV TALOJA
13376337 | DLMS-LnT | 053 | TCPIP_DLMS | GSM | Feeder | 0329 | 317 | TECHNOVA OLD EXPRESS | 226003 | 100/22KV TALOJA
13376339 | DLMS-LnT | 053 | TCPIP_DLMS | GSM | Feeder | 0329 | 318 | HINDUSTAN COPPER(HCL) (EXPRESS) | 226003 | 100/22KV TALOJA
00382698 | DLMS-HPL | 076 | TCPIP_DLMS | GSM | Feeder | 0329 | 301 | AUX STATION TRANSFORMER | 226003 | 100/22KV TALOJA
XD511554 | DLMS-Secure | 055 | TCPIP_DLMS | GSM | Feeder | 0329 | 207 | 11KV KARANJADE SECT-2A-2 | 223036 | 33/11 KV KARANJADE
X0398596 | DLMS-Secure | 055 | TCPIP_DLMS | GSM | Feeder | 0329 | 202 | KARANJADE SECTOR-4 | 223036 | 33/11 KV KARANJADE
X0398562 | DLMS-Secure | 055 | TCPIP_DLMS | GSM | Feeder | 0329 | 201 | 11KV KARANJADE SECT- 1,2,3 | 223036 | 33/11 KV KARANJADE
XD413404 | DLMS-Secure | 055 | TCPIP_DLMS | GSM | Feeder | 0329 | 208 | 11KV RRP-1 ESS 6, SEC-R3 | 284256 | 33/11KV WADGHAR SECT-R2
XE489806 | DLMS-Secure | 055 | TCPIP_DLMS | GSM | Feeder | 0329 | 205 | 11KV RRP-2 ESS 1, SEC-R1 | 284256 | 33/11KV WADGHAR SECT-R2
XD413390 | DLMS-Secure | 055 | TCPIP_DLMS | GSM | Feeder | 0329 | 207 | 11KV RRP-3 ESS 15, SEC-1 | 284256 | 33/11KV WADGHAR SECT-R2
XD413409 | DLMS-Secure | 055 | TCPIP_DLMS | GSM | Feeder | 0329 | 204 | 11KV RRP-1 ESS 12, SEC-R5 | 284256 | 33/11KV WADGHAR SECT-R2
XF470616 | DLMS-Secure | 055 | TCPIP_DLMS | GSM | Feeder | 0329 | 209 | 11KV RRP-2 ESS 4, SEC-R2 | 284256 | 33/11KV WADGHAR SECT-R2
XD413406 | DLMS-Secure | 055 | TCPIP_DLMS | GSM | Feeder | 0329 | 206 | 11KV RRP-3 ESS 14, SEC-1 | 284256 | 33/11KV WADGHAR SECT-R2
X1095765 | DLMS-Secure | 055 | TCPIP_DLMS | GSM | Feeder | 0329 | 314 | 22KV TALOJA PH 2 | 226003 | 100/22KV TALOJA
XG476854 | DLMS-Secure | 055 | TCPIP_DLMS | GSM | Feeder | 0329 | 306 | 22KV GAVHANPHATA | 288074 | 33/22KV GAVAN PHATA SS
XG476853 | DLMS-Secure | 055 | TCPIP_DLMS | GSM | Feeder | 0329 | 303 | 22KV JASAI | 288074 | 33/22KV GAVAN PHATA SS
XG476856 | DLMS-Secure | 055 | TCPIP_DLMS | GSM | Feeder | 0329 | 302 | 22KV ADEGHAR | 288074 | 33/22KV GAVAN PHATA SS
XG476855 | DLMS-Secure | 055 | TCPIP_DLMS | GSM | Feeder | 0329 | 305 | 22KV BAMBAVI | 288074 | 33/22KV GAVAN PHATA SS
X0203278 | DLMS-Secure | 055 | TCPIP_DLMS | GSM | Feeder | 0329 | 202 | 22KV VANGNI | 223035 | 22/22 KV NAWADA SWITCHING
X0203277 | DLMS-Secure | 055 | TCPIP_DLMS | GSM | Feeder | 0329 | 201 | 22KV GHOT GAON | 223035 | 22/22 KV NAWADA SWITCHING
XB499187 | DLMS-Secure | 055 | TCPIP_DLMS | GSM | Feeder | 0329 | 204 | 22KV NITLAS | 223035 | 22/22 KV NAWADA SWITCHING
X1960257 | DLMS-Secure | 055 | TCPIP_DLMS | GSM | Feeder | 0329 | 311 | 22KV FEEDER BEL-1 | 226003 | 100/22KV TALOJA
XD448670 | DLMS-Secure | 055 | TCPIP_DLMS | GSM | Feeder | 0329 | 306 | 22KV MJB EXPRESS | 223035 | 22/22 KV NAWADA SWITCHING
X1095777 | DLMS-Secure | 055 | TCPIP_DLMS | GSM | Feeder | 0329 | 303 | 22KV FEEDER GALAXY | 228028 | 220/100/22KV TALOJA EHV
X1095770 | DLMS-Secure | 055 | TCPIP_DLMS | GSM | Feeder | 0329 | 311 | 22KV BOMBAY BEAR | 228028 | 220/100/22KV TALOJA EHV
X1095767 | DLMS-Secure | 055 | TCPIP_DLMS | GSM | Feeder | 0329 | 313 | 22KV JINDAL DRUGS | 228028 | 220/100/22KV TALOJA EHV
X1095786 | DLMS-Secure | 055 | TCPIP_DLMS | GSM | Feeder | 0329 | 307 | 22KV FEEDER ROHAN HANS | 228028 | 220/100/22KV TALOJA EHV
X1095788 | DLMS-Secure | 055 | TCPIP_DLMS | GSM | Feeder | 0329 | 305 | 22 KV LINK LINE | 228028 | 220/100/22KV TALOJA EHV
X1095772 | DLMS-Secure | 055 | TCPIP_DLMS | GSM | Feeder | 0329 | 306 | 22KV FEEDER V ZONE | 228028 | 220/100/22KV TALOJA EHV
X1095756 | DLMS-Secure | 055 | TCPIP_DLMS | GSM | Feeder | 0329 | 309 | 22KV OMAYA | 228028 | 220/100/22KV TALOJA EHV
XD505644 | DLMS-Secure | 055 | TCPIP_DLMS | GSM | Feeder | 0329 | 205 | 11KV KARANJADE SECT-6 | 223036 | 33/11 KV KARANJADE
XD501298 | DLMS-Secure | 055 | TCPIP_DLMS | GSM | Feeder | 0329 | 202 | 11KV SECT-23 | 223034 | 22/11 KV TALOJA PANCHANAND
X0402889 | DLMS-Secure | 055 | TCPIP_DLMS | GSM | Feeder | 0329 | 204 | 11KV R R POCKET | 223036 | 33/11 KV KARANJADE
X0398599 | DLMS-Secure | 055 | TCPIP_DLMS | GSM | Feeder | 0329 | 204 | 11 KV SECT - 7 FEEDER | 223034 | 22/11 KV TALOJA PANCHANAND
X0402838 | DLMS-Secure | 055 | TCPIP_DLMS | GSM | Feeder | 0329 | 208 | 11KV KARANJADE SECT-5 | 223036 | 33/11 KV KARANJADE
XD505639 | DLMS-Secure | 055 | TCPIP_DLMS | GSM | Feeder | 0329 | 206 | 11KV KARANJADE SECT-2A-1 | 223036 | 33/11 KV KARANJADE
X0402839 | DLMS-Secure | 055 | TCPIP_DLMS | GSM | Feeder | 0329 | 203 | KARANJADE STN TRANSFORMER | 223036 | 33/11 KV KARANJADE
X0402833 | DLMS-Secure | 055 | TCPIP_DLMS | GSM | Feeder | 0329 | 201 | 11KV SECT-10 TALOJA PANCHANAND | 223034 | 22/11 KV TALOJA PANCHANAND
X0402844 | DLMS-Secure | 055 | TCPIP_DLMS | GSM | Feeder | 0329 | 205 | 11 KV SECT - 14 FEEDER | 223034 | 22/11 KV TALOJA PANCHANAND
X0398565 | DLMS-Secure | 055 | TCPIP_DLMS | GSM | Feeder | 0329 | 203 | 11 KV SECT-24 | 223034 | 22/11 KV TALOJA PANCHANAND
X1095781 | DLMS-Secure | 055 | TCPIP_DLMS | GSM | Feeder | 0329 | 304 | 22KV FEEDER EXIDE | 228028 | 220/100/22KV TALOJA EHV
X1095789 | DLMS-Secure | 055 | TCPIP_DLMS | GSM | Feeder | 0329 | 314 | 22 KV VVF - II | 228028 | 220/100/22KV TALOJA EHV
16018050 | LnT | 053 | TCPIP_LnT_9600 | GSM | Feeder | 0329 | 206 | 11KV CIDCO MASS HOUSING | 223034 | 22/11 KV TALOJA PANCHANAND
17223893 | LnT | 053 | TCPIP_DLMS | GSM | Feeder | 0329 | 201 | 22 KV GAVHAN- FHATA FEEDER | 224017 | 33/22 KV T S RAHAMAN NHAVA
17223889 | LnT | 053 | TCPIP_DLMS | GSM | Feeder | 0329 | 202 | 22 KV NHAVA FEEDER | 224017 | 33/22 KV T S RAHAMAN NHAVA
17223820 | LnT | 053 | TCPIP_DLMS | GSM | Feeder | 0329 | 203 | 22 KV GHARAPURI FEEDER | 224017 | 33/22 KV T S RAHAMAN NHAVA
16197258 | LnT | 053 | TCPIP_DLMS | GSM | Feeder | 0329 | 204 | 22 KV T S REHEMAN FEEDER | 224017 | 33/22 KV T S RAHAMAN NHAVA
XD413412 | DLMS-Secure | 055 | TCPIP_DLMS | GSM | Feeder | 0329 | 202 | 11KV RRP-1 ESS 10, SEC-R5 | 284256 | 33/11KV WADGHAR SECT-R2
XD413408 | DLMS-Secure | 055 | TCPIP_DLMS | GSM | Feeder | 0329 | 203 | 11KV RRP-1 ESS 5, SEC-R3 | 284256 | 33/11KV WADGHAR SECT-R2
XE489813 | DLMS-Secure | 055 | TCPIP_DLMS | GSM | Feeder | 0329 | 201 | 11KV RRP-3 ESS 13, SEC-1 | 284256 | 33/11KV WADGHAR SECT-R2
X1960256 | DLMS-Secure | 055 | TCPIP_DLMS | GSM | Feeder | 0329 | 306 | 22KV FEEDER MIDC-3 | 226003 | 100/22KV TALOJA
X1960252 | DLMS-Secure | 055 | TCPIP_DLMS | GSM | Feeder | 0329 | 305 | 22KV FEEDER MIDC-2 | 226003 | 100/22KV TALOJA
X1960258 | DLMS-Secure | 055 | TCPIP_DLMS | GSM | Feeder | 0329 | 307 | 22KV FEEDR MIDC-4 | 226003 | 100/22KV TALOJA
X1960255 | DLMS-Secure | 055 | TCPIP_DLMS | GSM | Feeder | 0329 | 312 | 22KV FEEDER MIDC-5 | 226003 | 100/22KV TALOJA
X1095790 | DLMS-Secure | 055 | TCPIP_DLMS | GSM | Feeder | 0329 | 312 | 22KV REXAM | 228028 | 220/100/22KV TALOJA EHV
13376237 | DLMS-LnT | 053 | TCPIP_DLMS | GSM | Feeder | 0337 | 301 | 22 KV URAN COURT | 223038 | 22/22 KV KOTNAKA URAN
14675950 | DLMS-LnT | 053 | TCPIP_DLMS | GSM | Feeder | 0337 | 302 | 22 KV MORA | 223038 | 22/22 KV KOTNAKA URAN
13376350 | DLMS-LnT | 053 | TCPIP_DLMS | GSM | Feeder | 0337 | 302 | ONGC -1 FEEDER | 228005 | 220/22 KV GTPS URAN
13376352 | DLMS-LnT | 053 | TCPIP_DLMS | GSM | Feeder | 0337 | 303 | N.A.D. FEEDER | 228005 | 220/22 KV GTPS URAN
XB424020 | DLMS-Secure | 055 | TCPIP_DLMS | GSM | Feeder | 0337 | 101 | SECTOR 15 DRONAGIRI | 223037 | 22/11KV BOKADVIRA
XB424022 | DLMS-Secure | 055 | TCPIP_DLMS | GSM | Feeder | 0337 | 103 | SECTOR 51 DRONAGIRI | 223037 | 22/11KV BOKADVIRA
X0398414 | DLMS-Secure | 055 | TCPIP_DLMS | GSM | Feeder | 0337 | 303 | 22 KV BALAI | 223038 | 22/22 KV KOTNAKA URAN
X0398413 | DLMS-Secure | 055 | TCPIP_DLMS | GSM | Feeder | 0337 | 304 | 22 KV KEGAON | 223038 | 22/22 KV KOTNAKA URAN
X0398425 | DLMS-Secure | 055 | TCPIP_DLMS | GSM | Feeder | 0337 | 303 | 22 KV CHIRNER | 223033 | 22/22 KV URAN SWITCHING
XE429208 | DLMS-Secure | 055 | TCPIP_DLMS | GSM | Feeder | 0337 | 309 | 22 KV HPCL | 228005 | 220/22 KV GTPS URAN
13376183 | DLMS-LnT | 053 | TCPIP_DLMS | GSM | Feeder | 0337 | 305 | JNPT FEEDER | 228005 | 220/22 KV GTPS URAN
XB424030 | DLMS-Secure | 055 | TCPIP_DLMS | GSM | Feeder | 0337 | 102 | SECTOR 30 DRONAGIRI | 223037 | 22/11KV BOKADVIRA
13376182 | DLMS-LnT | 053 | TCPIP_DLMS | GSM | Feeder | 0337 | 304 | ONGC-2 FEEDER | 228005 | 220/22 KV GTPS URAN
X1562830 | DLMS-Secure | 055 | TCPIP_DLMS | GSM | Feeder | 0337 | 201 | 11KV STATION TRAFO. | 283534 | 22/11KV DRONAGIRI SECT-12 GIS
X1562839 | DLMS-Secure | 055 | TCPIP_DLMS | GSM | Feeder | 0337 | 205 | 11KV BHAIRAVI 2 | 283534 | 22/11KV DRONAGIRI SECT-12 GIS
X1562834 | DLMS-Secure | 055 | TCPIP_DLMS | GSM | Feeder | 0337 | 203 | 11KV BHUPALI | 283534 | 22/11KV DRONAGIRI SECT-12 GIS
X1562840 | DLMS-Secure | 055 | TCPIP_DLMS | GSM | Feeder | 0337 | 202 | 11KV MALHAR | 283534 | 22/11KV DRONAGIRI SECT-12 GIS
X1562842 | DLMS-Secure | 055 | TCPIP_DLMS | GSM | Feeder | 0337 | 204 | 11KV BHAIRAVI 1 | 283534 | 22/11KV DRONAGIRI SECT-12 GIS
Y0322564 | DLMS-Secure | 055 | TCPIP_DLMS | GSM | Feeder | 0337 | 302 | 22 KV DRONAGIRI | 223033 | 22/22 KV URAN SWITCHING
X1562831 | DLMS-Secure | 055 | TCPIP_DLMS | GSM | Feeder | 0337 | 301 | 22KV DRONAGIRI NEW | 283534 | 22/11KV DRONAGIRI SECT-12 GIS
X0401107 | DLMS-Secure | 055 | TCPIP_DLMS | GSM | Feeder | 4641 | 210 | 11 KV SECTOR-20A NG | 283002 | 22/11 KV Airoli, Sec-15 S/Stn
13376219 | DLMS-LnT | 053 | TCPIP_DLMS | GSM | Feeder | 4641 | 302 | 22KV RABALE MIDC | 283029 | 22/22KV KALWA SWT/STN
X0400983 | DLMS-Secure | 055 | TCPIP_DLMS | GSM | Feeder | 4641 | 215 | SECTOR 12 | 283002 | 22/11 KV Airoli, Sec-15 S/Stn
X0401099 | DLMS-Secure | 055 | TCPIP_DLMS | GSM | Feeder | 4641 | 305 | NARAYAN DAIRY (R.M.U. W-413) | 283027 | 22/22KV Rabale MIDC Swt/stn
X0400923 | DLMS-Secure | 055 | TCPIP_DLMS | GSM | Feeder | 4641 | 303 | GOLDEN GARAGE (R.M.U. R-543) | 283027 | 22/22KV Rabale MIDC Swt/stn
XB449674 | DLMS-Secure | 055 | TCPIP_DLMS | GSM | Feeder | 4641 | 304 | R.M.U. R-496/1 | 283027 | 22/22KV Rabale MIDC Swt/stn
X0400917 | DLMS-Secure | 055 | TCPIP_DLMS | GSM | Feeder | 4641 | 302 | HAMARA MAHANAGAR (R.M.U. W-404) | 283027 | 22/22KV Rabale MIDC Swt/stn
X0400985 | DLMS-Secure | 055 | TCPIP_DLMS | GSM | Feeder | 4641 | 307 | R.M.U. R-201 | 283027 | 22/22KV Rabale MIDC Swt/stn
X0401133 | DLMS-Secure | 055 | TCPIP_DLMS | GSM | Feeder | 4641 | 203 | 11 KV SECTOR - 10 | 283002 | 22/11 KV Airoli, Sec-15 S/Stn
X0401132 | DLMS-Secure | 055 | TCPIP_DLMS | GSM | Feeder | 4641 | 205 | 11 KV RAILWAY | 283002 | 22/11 KV Airoli, Sec-15 S/Stn
X0401166 | DLMS-Secure | 055 | TCPIP_DLMS | GSM | Feeder | 4641 | 207 | 11 KV SECTOR - 4 | 283002 | 22/11 KV Airoli, Sec-15 S/Stn
12627325 | DLMS-LnT | 053 | TCPIP_DLMS | GSM | Feeder | 4641 | 202 | 11 KV SECTOR - 7 | 283002 | 22/11 KV Airoli, Sec-15 S/Stn
12627925 | DLMS-LnT | 053 | TCPIP_DLMS | GSM | Feeder | 4641 | 204 | 11 KV SECTOR -15 | 283002 | 22/11 KV Airoli, Sec-15 S/Stn
X0401276 | DLMS-Secure | 055 | TCPIP_DLMS | GSM | Feeder | 4641 | 208 | 11 KV SECTOR-8 | 283002 | 22/11 KV Airoli, Sec-15 S/Stn
X0400992 | DLMS-Secure | 055 | TCPIP_DLMS | GSM | Feeder | 4641 | 310 | ULTRA TECH-SAIPRASAD G.O.D. (R.M.U. W-257) | 283027 | 22/22KV Rabale MIDC Swt/stn
13376353 | DLMS-LnT | 053 | TCPIP_DLMS | GSM | Feeder | 4641 | 310 | 22KV VODAFONE-1 | 283029 | 22/22KV KALWA SWT/STN
X0401283 | DLMS-Secure | 055 | TCPIP_DLMS | GSM | Feeder | 4641 | 209 | 11KV SECTOR-10 A | 283002 | 22/11 KV Airoli, Sec-15 S/Stn
X0401052 | DLMS-Secure | 055 | TCPIP_DLMS | GSM | Feeder | 4641 | 306 | ROSHN HOTEL (R.M.U. R-320) | 283027 | 22/22KV Rabale MIDC Swt/stn
XB406669 | DLMS-Secure | 055 | TCPIP_DLMS | GSM | Feeder | 4641 | 319 | 22KV I-GATE - II FEEDER | 288068 | 220/100/22 KV Patani Knowledge Park S/S
X0400991 | DLMS-Secure | 055 | TCPIP_DLMS | GSM | Feeder | 4641 | 308 | TECHNOPROCESS (R.M.U. R-260 ) | 283027 | 22/22KV Rabale MIDC Swt/stn
X0401009 | DLMS-Secure | 055 | TCPIP_DLMS | GSM | Feeder | 4641 | 309 | MINI HOTEL (R.M.U. W-256) | 283027 | 22/22KV Rabale MIDC Swt/stn
X0400899 | DLMS-Secure | 055 | TCPIP_DLMS | GSM | Feeder | 4641 | 212 | 11 KV SECTOR-20C,SHIVANI. | 283002 | 22/11 KV Airoli, Sec-15 S/Stn
X0401075 | DLMS-Secure | 055 | TCPIP_DLMS | GSM | Feeder | 4641 | 213 | 11 KV SECTOR-20 D,DKT | 283002 | 22/11 KV Airoli, Sec-15 S/Stn
X0401088 | DLMS-Secure | 055 | TCPIP_DLMS | GSM | Feeder | 4641 | 214 | 11 KV SECTOR-19,BHOOMI KOLSA | 283002 | 22/11 KV Airoli, Sec-15 S/Stn
X0401119 | DLMS-Secure | 055 | TCPIP_DLMS | GSM | Feeder | 4641 | 211 | 11KV SECTOR-14A | 283002 | 22/11 KV Airoli, Sec-15 S/Stn
13376202 | DLMS-LnT | 053 | TCPIP_DLMS | GSM | Feeder | 4641 | 310 | 22 KV TIMES OF INDIA | 288068 | 220/100/22 KV Patani Knowledge Park S/S
13376155 | DLMS-LnT | 053 | TCPIP_DLMS | GSM | Feeder | 4641 | 312 | 22 KV SANDOZ | 288068 | 220/100/22 KV Patani Knowledge Park S/S
13376524 | DLMS-LnT | 053 | TCPIP_DLMS | GSM | Feeder | 4641 | 311 | PATNI COMPUTER SYSTEM LTD. - II | 288068 | 220/100/22 KV Patani Knowledge Park S/S
13376525 | DLMS-LnT | 053 | TCPIP_DLMS | GSM | Feeder | 4641 | 307 | 22KV RAILWAY-2 | 283029 | 22/22KV KALWA SWT/STN
13376217 | DLMS-LnT | 053 | TCPIP_DLMS | GSM | Feeder | 4641 | 305 | 22KV KALWA-1 | 283029 | 22/22KV KALWA SWT/STN
13376215 | DLMS-LnT | 053 | TCPIP_DLMS | GSM | Feeder | 4641 | 303 | 22KV SAIBABA (RAILWAY-1) | 283029 | 22/22KV KALWA SWT/STN
13376218 | DLMS-LnT | 053 | TCPIP_DLMS | GSM | Feeder | 4641 | 308 | 22KV GHANSOLI | 283029 | 22/22KV KALWA SWT/STN
12628414 | DLMS-LnT | 053 | TCPIP_DLMS | GSM | Feeder | 4641 | 201 | 11 KV SECTOR - 14 | 283002 | 22/11 KV Airoli, Sec-15 S/Stn
12627556 | DLMS-LnT | 053 | TCPIP_DLMS | GSM | Feeder | 4641 | 206 | 11 KV AJANTA SECTOR -13 | 283002 | 22/11 KV Airoli, Sec-15 S/Stn
08024360 | DLMS-Genus | 065 | TCPIP_DLMS | GSM | Feeder | 4641 | 317 | 22 KV H.T. MEDIA | 283001 | 22/22 KV AIROLI, SEC-1 SWT/STN
08024061 | DLMS-Genus | 065 | TCPIP_DLMS | GSM | Feeder | 4641 | 312 | 22KV GIGAPLEX | 283001 | 22/22 KV AIROLI, SEC-1 SWT/STN
08024055 | DLMS-Genus | 065 | TCPIP_DLMS | GSM | Feeder | 4641 | 315 | 22 KV C.L.D. | 283001 | 22/22 KV AIROLI, SEC-1 SWT/STN
X0401309 | DLMS-Secure | 055 | TCPIP_DLMS | GSM | Feeder | 4641 | 318 | 22 KV CHINCHPADA FEEDER | 283001 | 22/22 KV AIROLI, SEC-1 SWT/STN
08024059 | DLMS-Genus | 065 | TCPIP_DLMS | GSM | Feeder | 4641 | 321 | M/S. I-GATE GLOBAL SOLUTIONS LTD. | 283001 | 22/22 KV AIROLI, SEC-1 SWT/STN
X0401290 | DLMS-Secure | 055 | TCPIP_DLMS | GSM | Feeder | 4641 | 319 | 22KV CIDCO-4 | 283001 | 22/22 KV AIROLI, SEC-1 SWT/STN
X0401294 | DLMS-Secure | 055 | TCPIP_DLMS | GSM | Feeder | 4641 | 311 | 22 KV AIROLI NAKA | 283001 | 22/22 KV AIROLI, SEC-1 SWT/STN
X0401291 | DLMS-Secure | 055 | TCPIP_DLMS | GSM | Feeder | 4641 | 301 | 22KV DIVA GAON | 283002 | 22/11 KV Airoli, Sec-15 S/Stn
08024363 | DLMS-Genus | 065 | TCPIP_DLMS | GSM | Feeder | 4753 | 202 | 11KV KRISHNA TOWER | 283025 | 22/11KV KOPERKHAIRNE S/STN
X0400901 | DLMS-Secure | 055 | TCPIP_DLMS | GSM | Feeder | 4753 | 209 | 11 KV KK RAILWAY | 283003 | 22/11KV MBP, MAHAPE S/STN
XD502344 | Secure | 055 | TCPIP_Secure | GSM | Feeder | 4753 | 204 | 11 KV HEXAWARE MBP S/STN | 283003 | 22/11KV MBP, MAHAPE S/STN
X0398597 | DLMS-Secure | 055 | TCPIP_DLMS | GSM | Feeder | 4753 | 209 | 11 KV ATLANTIS FEEDER | 283032 | 22/11KV GHANSOLI GHARONDA S/STN
X2142111 | DLMS-Secure | 055 | TCPIP_DLMS | GSM | Feeder | 4753 | 308 | 22 KV HINDUSTAN PLATINUM NEW | 283036 | 22/22KV PAWANE SWITCHING STATION
14676550 | DLMS-LnT | 053 | TCPIP_DLMS | GSM | Feeder | 4753 | 325 | 22KV CTRLS EXPRESS (MAHAPE) | 288060 | 220/22KV Mahape S/Stn
12627253 | DLMS-LnT | 053 | TCPIP_DLMS | GSM | Feeder | 4753 | 205 | 11 KV BHAKTI HTP 12A | 284059 | 33/11 KV SECTOR- 12B, K KHAIRANE
12627385 | DLMS-LnT | 053 | TCPIP_DLMS | GSM | Feeder | 4753 | 204 | 11 KV SISILY PARK | 284059 | 33/11 KV SECTOR- 12B, K KHAIRANE
08024387 | DLMS-Genus | 065 | TCPIP_DLMS | GSM | Feeder | 4753 | 208 | 11KV BEVERLY PARK -II | 283025 | 22/11KV KOPERKHAIRNE S/STN
08024372 | DLMS-Genus | 065 | TCPIP_DLMS | GSM | Feeder | 4753 | 210 | 11KV BEVERLY PARK-I | 283025 | 22/11KV KOPERKHAIRNE S/STN
08024354 | DLMS-Genus | 065 | TCPIP_DLMS | GSM | Feeder | 4753 | 301 | 22KV MAHAPE MIDC (O/G-I) SHREE SAI | 283033 | 22/22 KV LNT MAHAPE SWT STN
XD505660 | DLMS-Secure | 055 | TCPIP_DLMS | GSM | Feeder | 4753 | 204 | 11 KV SEVERAGE PUMP | 283032 | 22/11KV GHANSOLI GHARONDA S/STN
Y0343968 | DLMS-Secure | 055 | TCPIP_DLMS | GSM | Feeder | 4753 | 207 | 11 KV TULSI GRAPHICS | 283032 | 22/11KV GHANSOLI GHARONDA S/STN
X0402848 | DLMS-Secure | 055 | TCPIP_DLMS | GSM | Feeder | 4753 | 212 | 11 KV RUPA SS - 3 | 283003 | 22/11KV MBP, MAHAPE S/STN
12628032 | DLMS-LnT | 053 | TCPIP_DLMS | GSM | Feeder | 4753 | 311 | 22 KV PARKER EXP | 283004 | 22/22KV MAHAPE SWT/STN
08025854 | DLMS-Genus | 065 | TCPIP_DLMS | GSM | Feeder | 4753 | 302 | 22 KV BASF | 283030 | 22/22KV KRISHNA STEEL SWT/STN
X1960394 | DLMS-Secure | 055 | TCPIP_DLMS | GSM | Feeder | 4753 | 314 | 22 KV GHANSOLI GAOTHAN | 286002 | 100/22KV Nocil S/Stn
X0402842 | DLMS-Secure | 055 | TCPIP_DLMS | GSM | Feeder | 4753 | 211 | 11 KV RUPA HT SS | 283003 | 22/11KV MBP, MAHAPE S/STN
X0402834 | DLMS-Secure | 055 | TCPIP_DLMS | GSM | Feeder | 4753 | 214 | 11 KV RUPA SS - 6 | 283003 | 22/11KV MBP, MAHAPE S/STN
X0402843 | DLMS-Secure | 055 | TCPIP_DLMS | GSM | Feeder | 4753 | 211 | 11KV GEECEE/SATYAM FEEDER | 283032 | 22/11KV GHANSOLI GHARONDA S/STN
X0402835 | DLMS-Secure | 055 | TCPIP_DLMS | GSM | Feeder | 4753 | 210 | 11 KV BHAGWATI | 283032 | 22/11KV GHANSOLI GHARONDA S/STN
12627050 | DLMS-LnT | 053 | TCPIP_DLMS | GSM | Feeder | 4753 | 304 | 22KV HINDUSTAN PLATINUM | 283004 | 22/22KV MAHAPE SWT/STN
12627294 | DLMS-LnT | 053 | TCPIP_DLMS | GSM | Feeder | 4753 | 302 | 22 KV L&T I | 283004 | 22/22KV MAHAPE SWT/STN
12627344 | DLMS-LnT | 053 | TCPIP_DLMS | GSM | Feeder | 4753 | 303 | 22KV O/G ELECTRONIC SADAN | 283004 | 22/22KV MAHAPE SWT/STN
17086326 | DLMS-LnT | 053 | TCPIP_DLMS | GSM | Feeder | 4753 | 301 | 22 KV O/G INDIAN EXPRESS | 283004 | 22/22KV MAHAPE SWT/STN
14676361 | DLMS-LnT | 053 | TCPIP_DLMS | GSM | Feeder | 4753 | 312 | PHOENIX EL 209 | 283004 | 22/22KV MAHAPE SWT/STN
08025640 | DLMS-Genus | 065 | TCPIP_DLMS | GSM | Feeder | 4753 | 304 | 22 KV BHAVKALESHWAR | 283030 | 22/22KV KRISHNA STEEL SWT/STN
XC456411 | DLMS-Secure | 055 | TCPIP_DLMS | GSM | Feeder | 4753 | 206 | 11 KV SHAKTI SEC-8 | 283032 | 22/11KV GHANSOLI GHARONDA S/STN
XD447033 | DLMS-Secure | 055 | TCPIP_DLMS | GSM | Feeder | 4753 | 203 | 11 KV SPARE | 283032 | 22/11KV GHANSOLI GHARONDA S/STN
X0402837 | DLMS-Secure | 055 | TCPIP_DLMS | GSM | Feeder | 4753 | 201 | 11 KV PATEL HEIGHT | 283032 | 22/11KV GHANSOLI GHARONDA S/STN
08024355 | DLMS-Genus | 065 | TCPIP_DLMS | GSM | Feeder | 4753 | 204 | 11KV MATHADI HTP | 283025 | 22/11KV KOPERKHAIRNE S/STN
08024413 | DLMS-Genus | 065 | TCPIP_DLMS | GSM | Feeder | 4753 | 207 | 11KV SECTOR-19 | 283025 | 22/11KV KOPERKHAIRNE S/STN
08024398 | DLMS-Genus | 065 | TCPIP_DLMS | GSM | Feeder | 4753 | 205 | 11KV SECTOR-22&23 | 283025 | 22/11KV KOPERKHAIRNE S/STN
12627228 | DLMS-LnT | 053 | TCPIP_DLMS | GSM | Feeder | 4753 | 202 | 11 KV SECTOR 10 HTP | 284059 | 33/11 KV SECTOR- 12B, K KHAIRANE
X0401113 | Secure | 055 | TCPIP_Secure | GSM | Feeder | 4753 | 201 | 11 KV MULTI SOFT MBP STN | 283003 | 22/11KV MBP, MAHAPE S/STN
13376150 | DLMS-LnT | 053 | TCPIP_DLMS | GSM | Feeder | 4753 | 310 | PCL | 288060 | 220/22KV Mahape S/Stn
14675922 | DLMS-LnT | 053 | TCPIP_DLMS | GSM | Feeder | 4753 | 320 | ARIHANT FEEDER | 288060 | 220/22KV Mahape S/Stn
14675994 | DLMS-LnT | 053 | TCPIP_DLMS | GSM | Feeder | 4753 | 323 | ARIHANT GENERAL-DATTA MANDIR | 288060 | 220/22KV Mahape S/Stn
12628481 | DLMS-LnT | 053 | TCPIP_DLMS | GSM | Feeder | 4753 | 208 | 11 KV KOPERKHIRENE D-MART STANDBY | 284059 | 33/11 KV SECTOR- 12B, K KHAIRANE
14676373 | DLMS-LnT | 053 | TCPIP_DLMS | GSM | Feeder | 4753 | 306 | 22KV L&T - II | 283004 | 22/22KV MAHAPE SWT/STN
12627927 | DLMS-LnT | 053 | TCPIP_DLMS | GSM | Feeder | 4753 | 307 | 22 KV CTRLS | 283004 | 22/22KV MAHAPE SWT/STN
X0401116 | DLMS-Secure | 055 | TCPIP_DLMS | GSM | Feeder | 4753 | 203 | 11 KV MASTEK MBP S/STN | 283003 | 22/11KV MBP, MAHAPE S/STN
X0400266 | DLMS-Secure | 055 | TCPIP_DLMS | GSM | Feeder | 4753 | 202 | 11 KV RELIANCE | 283003 | 22/11KV MBP, MAHAPE S/STN
X0401111 | DLMS-Secure | 055 | TCPIP_DLMS | GSM | Feeder | 4753 | 205 | 11 KV LIFE CYCLE | 283003 | 22/11KV MBP, MAHAPE S/STN
X0401117 | DLMS-Secure | 055 | TCPIP_DLMS | GSM | Feeder | 4753 | 206 | 11 KV APTECH | 283003 | 22/11KV MBP, MAHAPE S/STN
X0402792 | DLMS-Secure | 055 | TCPIP_DLMS | GSM | Feeder | 4753 | 301 | 22KV SHESA SAI FEEDER | 283036 | 22/22KV PAWANE SWITCHING STATION
X0402841 | DLMS-Secure | 055 | TCPIP_DLMS | GSM | Feeder | 4753 | 302 | 22KV SULPHAR MILL FEEDER | 283036 | 22/22KV PAWANE SWITCHING STATION
X0402840 | DLMS-Secure | 055 | TCPIP_DLMS | GSM | Feeder | 4753 | 303 | 22KV SAGAR ICE FEEDER | 283036 | 22/22KV PAWANE SWITCHING STATION
XD511553 | DLMS-Secure | 055 | TCPIP_DLMS | GSM | Feeder | 4753 | 304 | 22KV EXPANDED FEEDER | 283036 | 22/22KV PAWANE SWITCHING STATION
X0401168 | DLMS-Secure | 055 | TCPIP_DLMS | GSM | Feeder | 4753 | 207 | 11 KV ML TOWER | 283003 | 22/11KV MBP, MAHAPE S/STN
X0402845 | DLMS-Secure | 055 | TCPIP_DLMS | GSM | Feeder | 4753 | 213 | 11 KV RUPA SS - 4 | 283003 | 22/11KV MBP, MAHAPE S/STN
X0400903 | DLMS-Secure | 055 | TCPIP_DLMS | GSM | Feeder | 4753 | 208 | 11 KV CORE PROJECT | 283003 | 22/11KV MBP, MAHAPE S/STN
12627383 | DLMS-LnT | 053 | TCPIP_DLMS | GSM | Feeder | 4753 | 308 | 22 KV ELECTRONIC ZONE | 283004 | 22/22KV MAHAPE SWT/STN
XD501276 | DLMS-Secure | 055 | TCPIP_DLMS | GSM | Feeder | 4753 | 202 | 11 KV HAWARE | 283032 | 22/11KV GHANSOLI GHARONDA S/STN
XC456416 | DLMS-Secure | 055 | TCPIP_DLMS | GSM | Feeder | 4753 | 205 | 11 KV SWARAJ GHANSOLI | 283032 | 22/11KV GHANSOLI GHARONDA S/STN
08025641 | DLMS-Genus | 065 | TCPIP_DLMS | GSM | Feeder | 4753 | 303 | 22 KV EVEREST ANGAN | 283030 | 22/22KV KRISHNA STEEL SWT/STN
X0400900 | DLMS-Secure | 055 | TCPIP_DLMS | GSM | Feeder | 4753 | 303 | 22KV SHIL | 283033 | 22/22 KV LNT MAHAPE SWT STN
12627293 | DLMS-LnT | 053 | TCPIP_DLMS | GSM | Feeder | 4753 | 207 | 11 KV SHUBHAM | 284059 | 33/11 KV SECTOR- 12B, K KHAIRANE
X0401150 | DLMS-Secure | 055 | TCPIP_DLMS | GSM | Feeder | 4753 | 210 | 11 KV GHANSOLI CIDCO &RAILWAY | 283003 | 22/11KV MBP, MAHAPE S/STN
X0400999 | DLMS-Secure | 055 | TCPIP_DLMS | GSM | Feeder | 4753 | 304 | 22 KV EKVIRA | 283033 | 22/22 KV LNT MAHAPE SWT STN
12627231 | DLMS-LnT | 053 | TCPIP_DLMS | GSM | Feeder | 4753 | 206 | 11 KV SECTOR 8 | 284059 | 33/11 KV SECTOR- 12B, K KHAIRANE
X0401279 | DLMS-Secure | 055 | TCPIP_DLMS | GSM | Feeder | 4753 | 214 | 11 KV JIMMY TOWER | 283025 | 22/11KV KOPERKHAIRNE S/STN
X0401053 | DLMS-Secure | 055 | TCPIP_DLMS | GSM | Feeder | 4753 | 215 | 11KV PROVISION TOWER | 283025 | 22/11KV KOPERKHAIRNE S/STN
X0401163 | DLMS-Secure | 055 | TCPIP_DLMS | GSM | Feeder | 4753 | 213 | 11KV AVENUE SUPERMART | 283025 | 22/11KV KOPERKHAIRNE S/STN
X0401278 | DLMS-Secure | 055 | TCPIP_DLMS | GSM | Feeder | 4753 | 212 | 11 KV KOPERKHIRANE VILLAGE | 283025 | 22/11KV KOPERKHAIRNE S/STN
X1960247 | DLMS-Secure | 055 | TCPIP_DLMS | GSM | Feeder | 4753 | 302 | 22KV RELIANCE FDR NOCIL S/S | 286002 | 100/22KV Nocil S/Stn
X1960249 | DLMS-Secure | 055 | TCPIP_DLMS | GSM | Feeder | 4753 | 306 | 22KV STAR FDR MAHAPE S/STN | 288060 | 220/22KV Mahape S/Stn
X1960250 | DLMS-Secure | 055 | TCPIP_DLMS | GSM | Feeder | 4753 | 303 | 22KVPETROLPUMP FDR.MAHAPES/STN | 288060 | 220/22KV Mahape S/Stn
X1960248 | DLMS-Secure | 055 | TCPIP_DLMS | GSM | Feeder | 4753 | 308 | 22KV GODFREY | 286002 | 100/22KV Nocil S/Stn
X1960246 | DLMS-Secure | 055 | TCPIP_DLMS | GSM | Feeder | 4753 | 307 | 22KV IPCL- I | 286002 | 100/22KV Nocil S/Stn
08024366 | DLMS-Genus | 065 | TCPIP_DLMS | GSM | Feeder | 4753 | 302 | 22KV MAHAPE MIDC (O/G-II) NEW INDIA | 283033 | 22/22 KV LNT MAHAPE SWT STN
12627061 | DLMS-LnT | 053 | TCPIP_DLMS | GSM | Feeder | 4753 | 305 | 22KV REPRO PRESS | 283004 | 22/22KV MAHAPE SWT/STN
08024352 | DLMS-Genus | 065 | TCPIP_DLMS | GSM | Feeder | 4753 | 211 | 11 KVMETRO BAR SECTORE -15 | 283025 | 22/11KV KOPERKHAIRNE S/STN
12627597 | DLMS-LnT | 053 | TCPIP_DLMS | GSM | Feeder | 4753 | 203 | 11 KV SECTOR 9 | 284059 | 33/11 KV SECTOR- 12B, K KHAIRANE
Q0585586 | DLMS-Secure | 055 | TCPIP_DLMS | GSM | Feeder | 4753 | 307 | 22 KV IKEA EXP | 283036 | 22/22KV PAWANE SWITCHING STATION
12627593 | DLMS-LnT | 053 | TCPIP_DLMS | GSM | Feeder | 4753 | 201 | 11 KV SHAH & CHEDA | 284059 | 33/11 KV SECTOR- 12B, K KHAIRANE
08024382 | DLMS-Genus | 065 | TCPIP_DLMS | GSM | Feeder | 4753 | 203 | 11KV P/3 | 283025 | 22/11KV KOPERKHAIRNE S/STN
Q0837508 | DLMS-Secure | 055 | TCPIP_DLMS | GSM | Feeder | 4753 | 305 | 22KV N0CIL RCD | 283030 | 22/22KV KRISHNA STEEL SWT/STN
13376379 | DLMS-LnT | 053 | TCPIP_DLMS | GSM | Feeder | 4753 | 307 | 22KV HARDILLIYA FDR MAHAPE S/S | 288060 | 220/22KV Mahape S/Stn
13376152 | DLMS-LnT | 053 | TCPIP_DLMS | GSM | Feeder | 4753 | 313 | PRIDE DEVELOPER | 288060 | 220/22KV Mahape S/Stn
13376427 | DLMS-LnT | 053 | TCPIP_DLMS | GSM | Feeder | 4753 | 309 | 22KV IPCL-II | 286002 | 100/22KV Nocil S/Stn
13376425 | DLMS-LnT | 053 | TCPIP_DLMS | GSM | Feeder | 4753 | 304 | 22KV NOCIL-STAR | 286002 | 100/22KV Nocil S/Stn
13376426 | DLMS-LnT | 053 | TCPIP_DLMS | GSM | Feeder | 4753 | 310 | CTRLS | 286002 | 100/22KV Nocil S/Stn
12627229 | DLMS-LnT | 053 | TCPIP_DLMS | GSM | Feeder | 4753 | 309 | 22 KV SPARE | 283004 | 22/22KV MAHAPE SWT/STN
12627698 | DLMS-LnT | 053 | TCPIP_DLMS | GSM | Feeder | 4753 | 310 | SYSTIME COMPUTERS EL-207 | 283004 | 22/22KV MAHAPE SWT/STN
08025619 | DLMS-Genus | 065 | TCPIP_DLMS | GSM | Feeder | 4753 | 301 | 22 KV SONY DADC | 283030 | 22/22KV KRISHNA STEEL SWT/STN
08024407 | DLMS-Genus | 065 | TCPIP_DLMS | GSM | Feeder | 4753 | 306 | EKVEERA II | 283033 | 22/22 KV LNT MAHAPE SWT STN
08024397 | DLMS-Genus | 065 | TCPIP_DLMS | GSM | Feeder | 4753 | 206 | 11 KV P-2 S/S | 283025 | 22/11KV KOPERKHAIRNE S/STN
X2036359 | DLMS-Secure | 055 | TCPIP_DLMS | GSM | Feeder | 4753 | 310 | 22 KV AARTI INDUSTRIES | 283030 | 22/22KV KRISHNA STEEL SWT/STN
X1561518 | DLMS-Secure | 055 | TCPIP_DLMS | GSM | Feeder | 4753 | 212 | CIDCO FEEDER NO.1 | 283032 | 22/11KV GHANSOLI GHARONDA S/STN
X1561519 | DLMS-Secure | 055 | TCPIP_DLMS | GSM | Feeder | 4753 | 213 | CIDCO FEEDER NO.2 | 283032 | 22/11KV GHANSOLI GHARONDA S/STN
X1561521 | DLMS-Secure | 055 | TCPIP_DLMS | GSM | Feeder | 4753 | 214 | 11 KV CIDCO 03 | 283032 | 22/11KV GHANSOLI GHARONDA S/STN
08025263 | DLMS-Genus | 065 | TCPIP_DLMS | GSM | Feeder | 4753 | 209 | 11 KV FAM SOCITY | 284059 | 33/11 KV SECTOR- 12B, K KHAIRANE
XD502689 | DLMS-Secure | 055 | TCPIP_DLMS | GSM | Feeder | 4753 | 305 | 22KV TIDE WATER FEEDER | 283036 | 22/22KV PAWANE SWITCHING STATION
X1960245 | DLMS-Secure | 055 | TCPIP_DLMS | GSM | Feeder | 4753 | 303 | 22KV Philips | 286002 | 100/22KV Nocil S/Stn
13376191 | DLMS-LnT | 053 | TCPIP_DLMS | GSM | Feeder | 4127 | 307 | 22KV AMINES | 283031 | 22/22KV Kukshet Swt/Stn
13376782 | DLMS-LnT | 053 | TCPIP_DLMS | GSM | Feeder | 4127 | 210 | 11KV SATRA PLAZA - I | 286007 | 100/22/11KV Vashi S/Stn
13376141 | DLMS-LnT | 053 | TCPIP_DLMS | GSM | Feeder | 4127 | 308 | 22KV VISHAL | 283031 | 22/22KV Kukshet Swt/Stn
13376140 | DLMS-LnT | 053 | TCPIP_DLMS | GSM | Feeder | 4127 | 305 | 22KV NANDKAMAL EXP | 283031 | 22/22KV Kukshet Swt/Stn
12627926 | DLMS-LnT | 053 | TCPIP_DLMS | GSM | Feeder | 4127 | 309 | 22KV ZOETIS PHARMA (PHIZER EXP 2) | 283028 | 22/22KV Turbhe MIDC Swt/Stn
X0401067 | DLMS-Secure | 055 | TCPIP_DLMS | GSM | Feeder | 4127 | 204 | 11KV ANDHARA FEEDER | 284063 | 33/11KV ICL S/Stn Sector- 15, Vashi
X0853677 | DLMS-Secure | 055 | TCPIP_DLMS | GSM | Feeder | 4127 | 205 | 11KV GARDEN FEEDER | 284063 | 33/11KV ICL S/Stn Sector- 15, Vashi
12627924 | DLMS-LnT | 053 | TCPIP_DLMS | GSM | Feeder | 4127 | 310 | 22 KV MAZDA FEEDER | 283028 | 22/22KV Turbhe MIDC Swt/Stn
X0401089 | DLMS-Secure | 055 | TCPIP_DLMS | GSM | Feeder | 4127 | 207 | 11KV C-2 TYPE FEEDER | 284063 | 33/11KV ICL S/Stn Sector- 15, Vashi
12626971 | LnT | 053 | TCPIP_LnT_9600 | GSM | Feeder | 4127 | 303 | 22KV AKSHAR FEEDER (OLD PHIZER) | 283028 | 22/22KV Turbhe MIDC Swt/Stn
12626861 | DLMS-LnT | 053 | TCPIP_DLMS | GSM | Feeder | 4127 | 302 | 22KV JAYSYNTH O/G FEEDER | 283028 | 22/22KV Turbhe MIDC Swt/Stn
X0401257 | DLMS-Secure | 055 | TCPIP_DLMS | GSM | Feeder | 4127 | 202 | 11KV NEEL SIDDHI FEEDER | 284063 | 33/11KV ICL S/Stn Sector- 15, Vashi
08024380 | DLMS-Genus | 065 | TCPIP_DLMS | GSM | Feeder | 4127 | 203 | 11 KV 'C' WING MASALA MARKET | 284060 | 33/11KV Vashi, Sector- 19D S/Stn
08024364 | DLMS-Genus | 065 | TCPIP_DLMS | GSM | Feeder | 4127 | 205 | 11 KV FEEDER NO. 5 (SPARE) | 284060 | 33/11KV Vashi, Sector- 19D S/Stn
08024367 | DLMS-Genus | 065 | TCPIP_DLMS | GSM | Feeder | 4127 | 202 | 11 KV 'L' WING DANA MARKET | 284060 | 33/11KV Vashi, Sector- 19D S/Stn
12627436 | LnT | 053 | TCPIP_LnT_9600 | GSM | Feeder | 4127 | 311 | 22KV EVEREST NIVARA | 283028 | 22/22KV Turbhe MIDC Swt/Stn
X0401259 | DLMS-Secure | 055 | TCPIP_DLMS | GSM | Feeder | 4127 | 201 | 11 KV SANDEEP FEEDER | 284063 | 33/11KV ICL S/Stn Sector- 15, Vashi
08025445 | DLMS-Genus | 065 | TCPIP_DLMS | GSM | Feeder | 4127 | 208 | 11 KV SUNVILL | 284060 | 33/11KV Vashi, Sector- 19D S/Stn
13376143 | DLMS-LnT | 053 | TCPIP_DLMS | GSM | Feeder | 4127 | 309 | 22KV R & D | 283031 | 22/22KV Kukshet Swt/Stn
12560607 | DLMS-LnT | 053 | TCPIP_DLMS | GSM | Feeder | 4127 | 211 | 11KV SATRA PLAZA - II | 286007 | 100/22/11KV Vashi S/Stn
13376272 | DLMS-LnT | 053 | TCPIP_DLMS | GSM | Feeder | 4127 | 304 | 22KV MAFCO COLD STORAGE | 286007 | 100/22/11KV Vashi S/Stn
13376315 | DLMS-LnT | 053 | TCPIP_DLMS | GSM | Feeder | 4127 | 309 | 22KV BARC (JANTA MARKET) | 286007 | 100/22/11KV Vashi S/Stn
13376364 | DLMS-LnT | 053 | TCPIP_DLMS | GSM | Feeder | 4127 | 310 | 22KV SAWALA COLD STORAGE TURBHE | 286007 | 100/22/11KV Vashi S/Stn
13376248 | DLMS-LnT | 053 | TCPIP_DLMS | GSM | Feeder | 4127 | 308 | 22KV BARC - S V STEEL | 286007 | 100/22/11KV Vashi S/Stn
13376746 | DLMS-LnT | 053 | TCPIP_DLMS | GSM | Feeder | 4127 | 209 | 11KV VASHI - 9 OG | 286007 | 100/22/11KV Vashi S/Stn
13376307 | DLMS-LnT | 053 | TCPIP_DLMS | GSM | Feeder | 4127 | 312 | 22KV TURBHE NAKA | 286007 | 100/22/11KV Vashi S/Stn
X0401287 | DLMS-Secure | 055 | TCPIP_DLMS | GSM | Feeder | 4127 | 203 | 11KV MARTHOMA FEEDER | 284063 | 33/11KV ICL S/Stn Sector- 15, Vashi
08024414 | DLMS-Genus | 065 | TCPIP_DLMS | GSM | Feeder | 4127 | 204 | 11 KV FEEDER NO. 4 (SPARE) | 284060 | 33/11KV Vashi, Sector- 19D S/Stn
X0400897 | Secure | 055 | TCPIP_Secure | GSM | Feeder | 4127 | 208 | 11KV ARENJA FEEDER | 284063 | 33/11KV ICL S/Stn Sector- 15, Vashi
X1095787 | DLMS-Secure | 055 | TCPIP_DLMS | GSM | Feeder | 4127 | 304 | 22KV RISHI ICE | 284259 | 33/22 RUPA SUB STATION
19270884 | DLMS-LnT | 053 | TCPIP_DLMS | GSM | Feeder | 4127 | 303 | 22KV SAI GEET | 284259 | 33/22 RUPA SUB STATION
X0401118 | DLMS-Secure | 055 | TCPIP_DLMS | GSM | Feeder | 4127 | 206 | 11KV GANGASAGAR FEEDER | 284063 | 33/11KV ICL S/Stn Sector- 15, Vashi
12627147 | DLMS-LnT | 053 | TCPIP_DLMS | GSM | Feeder | 4127 | 312 | 22KV CHUNABHATTI | 283028 | 22/22KV Turbhe MIDC Swt/Stn
X0401249 | DLMS-Secure | 055 | TCPIP_DLMS | GSM | Feeder | 4127 | 202 | 11KV RAILWAY QUARTERS OG | 283019 | 22/11KV Vashi, Sec-1 S/Stn
X0400217 | DLMS-Secure | 055 | TCPIP_DLMS | GSM | Feeder | 4127 | 203 | 11KV MGM OG | 283019 | 22/11KV Vashi, Sec-1 S/Stn
X0400218 | DLMS-Secure | 055 | TCPIP_DLMS | GSM | Feeder | 4127 | 201 | 11KV VASHI PLAZA OG | 283019 | 22/11KV Vashi, Sec-1 S/Stn
08024062 | DLMS-Genus | 065 | TCPIP_DLMS | GSM | Feeder | 4127 | 206 | 11 KV NEW CIDCO | 284060 | 33/11KV Vashi, Sector- 19D S/Stn
08024359 | DLMS-Genus | 065 | TCPIP_DLMS | GSM | Feeder | 4127 | 207 | 11 KV UTI SUB STATION | 284060 | 33/11KV Vashi, Sector- 19D S/Stn
03016592 | Genus | 065 | TCPIP_Genus | GSM | Feeder | 4127 | 303 | 22KV KUKSHET FEEDER | 283031 | 22/22KV Kukshet Swt/Stn
16041647 | DLMS-LnT | 053 | TCPIP_DLMS | GSM | Feeder | 4127 | 311 | 22KV BALMER EXPRESS | 283031 | 22/22KV Kukshet Swt/Stn
03016710 | Genus | 065 | TCPIP_Genus | GSM | Feeder | 4127 | 302 | 22KV KUKSHET INCOMER II FROM NERUL | 283031 | 22/22KV Kukshet Swt/Stn
12627284 | DLMS-LnT | 053 | TCPIP_DLMS | GSM | Feeder | 4127 | 308 | 22KV BALMER LAWARIE EXPRESS FEEDER | 283028 | 22/22KV Turbhe MIDC Swt/Stn
12628303 | LnT | 053 | TCPIP_LnT_9600 | GSM | Feeder | 4127 | 304 | 22KV NOVARTIS EXPRESS FEEDER | 283028 | 22/22KV Turbhe MIDC Swt/Stn
12628482 | LnT | 053 | TCPIP_LnT_9600 | GSM | Feeder | 4127 | 306 | 22KV LUBRIZOL EXPRESS FEEDER | 283028 | 22/22KV Turbhe MIDC Swt/Stn
X0400943 | DLMS-Secure | 055 | TCPIP_DLMS | GSM | Feeder | 4127 | 204 | 11KV HTP ABHYUDAYA BANK OG | 283019 | 22/11KV Vashi, Sec-1 S/Stn
X0401125 | DLMS-Secure | 055 | TCPIP_DLMS | GSM | Feeder | 4127 | 205 | 11KV NBSA OG | 283019 | 22/11KV Vashi, Sec-1 S/Stn
X0401213 | DLMS-Secure | 055 | TCPIP_DLMS | GSM | Feeder | 4127 | 206 | 11KV SEC-6 ROW OG | 283019 | 22/11KV Vashi, Sec-1 S/Stn
13376804 | DLMS-LnT | 053 | TCPIP_DLMS | GSM | Feeder | 4127 | 205 | 11KV MINI MARKET 9/16 | 286007 | 100/22/11KV Vashi S/Stn
12560651 | DLMS-LnT | 053 | TCPIP_DLMS | GSM | Feeder | 4127 | 206 | 11KV GRAIN MARKET | 286007 | 100/22/11KV Vashi S/Stn
13376783 | DLMS-LnT | 053 | TCPIP_DLMS | GSM | Feeder | 4127 | 207 | 11KV CIDCO ST/LIGHT S/STN | 286007 | 100/22/11KV Vashi S/Stn
13376803 | DLMS-LnT | 053 | TCPIP_DLMS | GSM | Feeder | 4127 | 208 | 11KV PUNJAB NATIONAL BANK | 286007 | 100/22/11KV Vashi S/Stn
13376780 | DLMS-LnT | 053 | TCPIP_DLMS | GSM | Feeder | 4127 | 201 | 11KV CIDCO PUMP HOUSE | 286007 | 100/22/11KV Vashi S/Stn
13376245 | DLMS-LnT | 053 | TCPIP_DLMS | GSM | Feeder | 4127 | 311 | 22KV INORBIT MALL | 286007 | 100/22/11KV Vashi S/Stn
13376144 | DLMS-LnT | 053 | TCPIP_DLMS | GSM | Feeder | 4127 | 310 | 22KV ALKALI GROUP ( MANISH ) | 283031 | 22/22KV Kukshet Swt/Stn
19270881 | DLMS-LnT | 053 | TCPIP_DLMS | GSM | Feeder | 4127 | 302 | 22KV RUPA EXPRESS | 284259 | 33/22 RUPA SUB STATION
19270867 | DLMS-LnT | 053 | TCPIP_DLMS | GSM | Feeder | 4127 | 301 | 22KV SHRI GANESH | 284259 | 33/22 RUPA SUB STATION
12626944 | DLMS-LnT | 053 | TCPIP_DLMS | GSM | Feeder | 4127 | 305 | 22KV PHIZER EXPRESS FEEDER | 283028 | 22/22KV Turbhe MIDC Swt/Stn
13376784 | DLMS-LnT | 053 | TCPIP_DLMS | GSM | Feeder | 4127 | 202 | 11KV MAFCO OFFICE | 286007 | 100/22/11KV Vashi S/Stn
13376781 | DLMS-LnT | 053 | TCPIP_DLMS | GSM | Feeder | 4127 | 204 | 11KV SECTOR 15 INDOOR S/S | 286007 | 100/22/11KV Vashi S/Stn
12560722 | DLMS-LnT | 053 | TCPIP_DLMS | GSM | Feeder | 4127 | 203 | 11KV FRUIT MARKET | 286007 | 100/22/11KV Vashi S/Stn
13376190 | DLMS-LnT | 053 | TCPIP_DLMS | GSM | Feeder | 4127 | 304 | 22KV TATA TELE | 283031 | 22/22KV Kukshet Swt/Stn
05162599 | DLMS-HPL | 076 | TCPIP_DLMS | GSM | Feeder | 0574 | 205 | 11 KV GOTANE | 094022 | 33/11 KV KUSUMBA
X0400154 | DLMS-Secure | 055 | TCPIP_DLMS | GSM | Feeder | 0574 | 206 | 11 KV NANDRE SINGLE PHASING | 094003 | 33/11 KV NER
05036910 | DLMS-HPL | 076 | TCPIP_DLMS | GSM | Feeder | 0574 | 201 | 11 KV MUKTI | 094034 | 33/11 KV MUKTI
13546774 | DLMS-LnT | 053 | TCPIP_DLMS | GSM | Feeder | 0574 | 201 | 11 KV AKALAD | 094022 | 33/11 KV KUSUMBA
X0400146 | DLMS-Secure | 055 | TCPIP_DLMS | GSM | Feeder | 0574 | 204 | 11 KV EXP.WATER SUPPLY | 094034 | 33/11 KV MUKTI
X0400696 | DLMS-Secure | 055 | TCPIP_DLMS | GSM | Feeder | 0574 | 201 | 11 KV ARVI | 094025 | 33/11 KV ARVI
17128978 | DLMS-LnT | 053 | TCPIP_DLMS | GSM | Feeder | 0574 | 205 | 11 KV KULTHE | 094025 | 33/11 KV ARVI
XD453565 | DLMS-Secure | 055 | TCPIP_DLMS | GSM | Feeder | 0574 | 203 | 11 KN NANDRE AG | 094082 | 33/11 KV NANDRE
05036713 | DLMS-HPL | 076 | TCPIP_DLMS | GSM | Feeder | 0574 | 208 | ARVI GAOTHAN | 094025 | 33/11 KV ARVI
05161726 | DLMS-HPL | 076 | TCPIP_DLMS | GSM | Feeder | 0574 | 203 | 11 KV MUKTI GFSS | 094034 | 33/11 KV MUKTI
05161728 | DLMS-HPL | 076 | TCPIP_DLMS | GSM | Feeder | 0574 | 203 | 11 KV EXP WATER SUPPLY | 094022 | 33/11 KV KUSUMBA
05161727 | DLMS-HPL | 076 | TCPIP_DLMS | GSM | Feeder | 0574 | 202 | 11 KV NIMGUL AG-2 | 094055 | 33/11 KV VELHANE (NIMGUL)
00310964 | DLMS-HPL | 076 | TCPIP_DLMS | GSM | Feeder | 0574 | 204 | 11 KV SONEWADI SINGLE PHASING | 094025 | 33/11 KV ARVI
00567940 | DLMS-HPL | 076 | TCPIP_DLMS | GSM | Feeder | 0574 | 203 | 11 KV HENDRUN SINGLE PHASING | 094025 | 33/11 KV ARVI
00308807 | DLMS-HPL | 076 | TCPIP_DLMS | GSM | Feeder | 0574 | 201 | 11 KV VINCHUR GAOTHAN | 094059 | 33/11 KV VINCHUR
00567859 | DLMS-HPL | 076 | TCPIP_DLMS | GSM | Feeder | 0574 | 203 | 11 KV SITANE AG | 094059 | 33/11 KV VINCHUR
15019159 | LnT | 053 | TCPIP_LnT_9600 | GSM | Feeder | 0574 | 202 | VAJIRKHEDE | 094072 | CHINCHKHEDE
15019176 | LnT | 053 | TCPIP_LnT_9600 | GSM | Feeder | 0574 | 201 | CHINCHKHEDE | 094072 | CHINCHKHEDE
00308494 | DLMS-HPL | 076 | TCPIP_DLMS | GSM | Feeder | 0574 | 201 | 11 KV DHAMANGAON AG | 094055 | 33/11 KV VELHANE (NIMGUL)
00308493 | DLMS-HPL | 076 | TCPIP_DLMS | GSM | Feeder | 0574 | 206 | 11 KV ERCON | 094025 | 33/11 KV ARVI
00567916 | DLMS-HPL | 076 | TCPIP_DLMS | GSM | Feeder | 0574 | 203 | 11 KV VELHANE AG | 094055 | 33/11 KV VELHANE (NIMGUL)
05161729 | DLMS-HPL | 076 | TCPIP_DLMS | GSM | Feeder | 0574 | 206 | 11 KV KAWATHI | 094022 | 33/11 KV KUSUMBA
05161730 | DLMS-HPL | 076 | TCPIP_DLMS | GSM | Feeder | 0574 | 202 | 11 KV CHOUGAON 1 PHASING | 094060 | 33/11 KV CHOUGAON
05161718 | DLMS-HPL | 076 | TCPIP_DLMS | GSM | Feeder | 0574 | 205 | 11 KV NER-GAOTHAN | 094003 | 33/11 KV NER
12626316 | DLMS-LnT | 053 | TCPIP_DLMS | GSM | Feeder | 0574 | 204 | 11 KV NER AG | 094003 | 33/11 KV NER
00308317 | DLMS-HPL | 076 | TCPIP_DLMS | GSM | Feeder | 0574 | 203 | 11 KV DEUR AG | 094003 | 33/11 KV NER
15019123 | LnT | 053 | TCPIP_LnT_9600 | GSM | Feeder | 0574 | 203 | 11 KV AMDAD GFSS | 094072 | CHINCHKHEDE
00308357 | DLMS-HPL | 076 | TCPIP_DLMS | GSM | Feeder | 0574 | 206 | 11 KV SHIRUD GFSS | 094008 | 33/11 KV JUNWANE
00308313 | DLMS-HPL | 076 | TCPIP_DLMS | GSM | Feeder | 0574 | 207 | 11 KV SHIRDHANE GAOTHAON FSS | 094003 | 33/11 KV NER
13546851 | DLMS-LnT | 053 | TCPIP_DLMS | GSM | Feeder | 0574 | 202 | 11 KV SHIRUD AG | 094008 | 33/11 KV JUNWANE
13550753 | DLMS-LnT | 053 | TCPIP_DLMS | GSM | Feeder | 0574 | 203 | 11 KV KUNDANE (WAR) | 094054 | 33/11 KV KUNDANE (WAR)
18206136 | DLMS-LnT | 053 | TCPIP_DLMS | GSM | Feeder | 0574 | 204 | 11 KV SUNLINE EXPRESS 1 | 094022 | 33/11 KV KUSUMBA
18206137 | DLMS-LnT | 053 | TCPIP_DLMS | GSM | Feeder | 0574 | 207 | 11 KV SUNLINE EXPRESS 2 | 094022 | 33/11 KV KUSUMBA
12626315 | DLMS-LnT | 053 | TCPIP_DLMS | GSM | Feeder | 0574 | 203 | 11 KV I.O.C. | 094008 | 33/11 KV JUNWANE
X0402579 | DLMS-Secure | 055 | TCPIP_DLMS | GSM | Feeder | 0574 | 208 | 11 KV DEUR GAOTHAN | 094003 | 33/11 KV NER
07328314 | LnT | 053 | TCPIP_LNT | GSM | Feeder | 0574 | 202 | 11 KV SHIRDHANE AG 1 | 094003 | 33/11 KV NER
08026745 | DLMS-Genus | 065 | TCPIP_DLMS | GSM | Feeder | 0574 | 202 | 11 KV TARWADE AG | 094059 | 33/11 KV VINCHUR
XD453494 | DLMS-Secure | 055 | TCPIP_DLMS | GSM | Feeder | 0574 | 201 | 11 KV NANDRE GFSS | 094082 | 33/11 KV NANDRE
XD453517 | DLMS-Secure | 055 | TCPIP_DLMS | GSM | Feeder | 0574 | 202 | 11 KV LONKHEDI AG | 094082 | 33/11 KV NANDRE
05036742 | DLMS-HPL | 076 | TCPIP_DLMS | GSM | Feeder | 0574 | 208 | G.S.B. FEEDER | 094022 | 33/11 KV KUSUMBA
13546837 | DLMS-LnT | 053 | TCPIP_DLMS | GSM | Feeder | 0574 | 202 | 11 KV EKVIRA | 094025 | 33/11 KV ARVI
12626319 | DLMS-LnT | 053 | TCPIP_DLMS | GSM | Feeder | 0574 | 202 | 11 KV ANCHALE | 094034 | 33/11 KV MUKTI
18206135 | DLMS-LnT | 053 | TCPIP_DLMS | GSM | Feeder | 0574 | 202 | 11 KV KUSUMBA | 094022 | 33/11 KV KUSUMBA
13546877 | DLMS-LnT | 053 | TCPIP_DLMS | GSM | Feeder | 0574 | 201 | 11 KV SANJORI | 094054 | 33/11 KV KUNDANE (WAR)
12626357 | DLMS-LnT | 053 | TCPIP_DLMS | GSM | Feeder | 0574 | 201 | 11 KV LONKHEDI AG | 094003 | 33/11 KV NER
XC413212 | DLMS-Secure | 055 | TCPIP_DLMS | GSM | Feeder | 0574 | 204 | 11 KV GHV INDUSTRIAL | 094054 | 33/11 KV KUNDANE (WAR)
12626297 | DLMS-LnT | 053 | TCPIP_DLMS | GSM | Feeder | 0574 | 207 | 11 KV NIMGUL GFSS | 094008 | 33/11 KV JUNWANE
12626331 | DLMS-LnT | 053 | TCPIP_DLMS | GSM | Feeder | 0574 | 208 | 11 KV VINCHUR AG | 094008 | 33/11 KV JUNWANE
XC482311 | DLMS-Secure | 055 | TCPIP_DLMS | GSM | Feeder | 0574 | 207 | KULTHE GAONTHAN | 094025 | 33/11 KV ARVI
12626349 | DLMS-LnT | 053 | TCPIP_DLMS | GSM | Feeder | 0574 | 209 | 11 KV SHIRDHANE AG-2 | 094003 | 33/11 KV NER
12626313 | DLMS-LnT | 053 | TCPIP_DLMS | GSM | Feeder | 0574 | 201 | 11 KV BORKUND AG | 094008 | 33/11 KV JUNWANE
12626345 | DLMS-LnT | 053 | TCPIP_DLMS | GSM | Feeder | 0574 | 209 | 11 KV RATANPURA | 094008 | 33/11 KV JUNWANE
00567878 | DLMS-HPL | 076 | TCPIP_DLMS | GSM | Feeder | 0574 | 205 | 11 KV BORKUND GFSS | 094008 | 33/11 KV JUNWANE
12626343 | DLMS-LnT | 053 | TCPIP_DLMS | GSM | Feeder | 0574 | 204 | 11 KV NIMGUL AG | 094008 | 33/11 KV JUNWANE
05162598 | DLMS-HPL | 076 | TCPIP_DLMS | GSM | Feeder | 0574 | 201 | 11KV AJANALE | 094060 | 33/11 KV CHOUGAON
00567858 | DLMS-HPL | 076 | TCPIP_DLMS | GSM | Feeder | 0582 | 206 | 11 KV SUKAPUR GAOTHAN | 094007 | 33/11 KV PIMPALNER
X0400142 | DLMS-Secure | 055 | TCPIP_DLMS | GSM | Feeder | 0582 | 205 | 11 KV KALGAON AG | 094028 | 33/11 KV CHHAIL
08026750 | DLMS-Genus | 065 | TCPIP_DLMS | GSM | Feeder | 0582 | 203 | 11 KV KAKANI | 094039 | 33/11 KV MHASADI
08026739 | DLMS-Genus | 065 | TCPIP_DLMS | GSM | Feeder | 0582 | 206 | 11 KV CHINTAMANDEV FEEDER | 094039 | 33/11 KV MHASADI
05161784 | DLMS-HPL | 076 | TCPIP_DLMS | GSM | Feeder | 0582 | 201 | 11 KV SHEWAGE | 094049 | 33/11 KV BALHANE
05161782 | DLMS-HPL | 076 | TCPIP_DLMS | GSM | Feeder | 0582 | 205 | 11 KV VIRKHEL | 094049 | 33/11 KV BALHANE
05161783 | DLMS-HPL | 076 | TCPIP_DLMS | GSM | Feeder | 0582 | 202 | 11 KV PARGAON | 094049 | 33/11 KV BALHANE
05161785 | DLMS-HPL | 076 | TCPIP_DLMS | GSM | Feeder | 0582 | 203 | 11 KV SHEWDIPADA | 094049 | 33/11 KV BALHANE
05161786 | DLMS-HPL | 076 | TCPIP_DLMS | GSM | Feeder | 0582 | 206 | 11 KV DESHIRWADE FEEDER | 094049 | 33/11 KV BALHANE
05161788 | DLMS-HPL | 076 | TCPIP_DLMS | GSM | Feeder | 0582 | 204 | 11 KV SUKAPUR AG | 094007 | 33/11 KV PIMPALNER
05161787 | DLMS-HPL | 076 | TCPIP_DLMS | GSM | Feeder | 0582 | 207 | 11 KV SAMODE GAOTHAN | 094007 | 33/11 KV PIMPALNER
05162436 | DLMS-HPL | 076 | TCPIP_LnT_9600 | GSM | Feeder | 0582 | 205 | 11 KV KOKALE AG | 094048 | 33/11 KV KASARE
05162435 | DLMS-HPL | 076 | TCPIP_LnT_9600 | GSM | Feeder | 0582 | 206 | 11 KV MALPUR AG | 094048 | 33/11 KV KASARE
05162434 | DLMS-HPL | 076 | TCPIP_LnT_9600 | GSM | Feeder | 0582 | 204 | 11 KV KASARE GAOTHAN | 094048 | 33/11 KV KASARE
05161781 | DLMS-HPL | 076 | TCPIP_DLMS | GSM | Feeder | 0582 | 204 | 11 KV UMBHARTI | 094049 | 33/11 KV BALHANE
00567891 | DLMS-HPL | 076 | TCPIP_DLMS | GSM | Feeder | 0582 | 201 | 11 KV KUDASHI | 094027 | 33/11 KV KUDASHI
05161789 | DLMS-HPL | 076 | TCPIP_DLMS | GSM | Feeder | 0582 | 205 | 11 KV CHINCHKHEDA | 094039 | 33/11 KV MHASADI
X0402581 | DLMS-Secure | 055 | TCPIP_DLMS | GSM | Feeder | 0582 | 202 | 11 KV MHASADI | 094039 | 33/11 KV MHASADI
08026724 | DLMS-Genus | 065 | TCPIP_DLMS | GSM | Feeder | 0582 | 204 | 11 KV DHAMNAR AG | 094039 | 33/11 KV MHASADI
00567938 | DLMS-HPL | 076 | TCPIP_DLMS | GSM | Feeder | 0582 | 201 | 11 KV MALPUR GAOTHAN | 094048 | 33/11 KV KASARE
00567856 | DLMS-HPL | 076 | TCPIP_DLMS | GSM | Feeder | 0582 | 202 | 11 KV NAWADNE AG | 094048 | 33/11 KV KASARE
00310967 | DLMS-HPL | 076 | TCPIP_DLMS | GSM | Feeder | 0582 | 203 | 11 KV GANESHPUR | 094048 | 33/11 KV KASARE
08023564 | DLMS-Genus | 065 | TCPIP_DLMS | GSM | Feeder | 0582 | 202 | 11 KV VITAI | 094028 | 33/11 KV CHHAIL
00567942 | DLMS-HPL | 076 | TCPIP_DLMS | GSM | Feeder | 0582 | 201 | 11 KV DEGAON | 094007 | 33/11 KV PIMPALNER
X0402580 | DLMS-Secure | 055 | TCPIP_DLMS | GSM | Feeder | 0582 | 201 | 11 KV VASAMAR | 094039 | 33/11 KV MHASADI
XD453594 | DLMS-Secure | 055 | TCPIP_DLMS | GSM | Feeder | 0582 | 201 | 11 KV NAVAPADA | 094083 | 33/11KV UMARPATA
18145332 | LnT | 053 | TCPIP_DLMS | GSM | Feeder | 0582 | 207 | 11KV SUMANGAL AGRO FEEDER | 094049 | 33/11 KV BALHANE
XD453529 | DLMS-Secure | 055 | TCPIP_DLMS | GSM | Feeder | 0582 | 203 | 11KV MADHUPADA | 094083 | 33/11KV UMARPATA
XD453496 | DLMS-Secure | 055 | TCPIP_DLMS | GSM | Feeder | 0582 | 202 | 11KV CHARANMAL | 094083 | 33/11KV UMARPATA
17223739 | LnT | 053 | TCPIP_DLMS | GSM | Feeder | 0582 | 202 | 11 KV VARSA | 094027 | 33/11 KV KUDASHI
17223737 | LnT | 053 | TCPIP_DLMS | GSM | Feeder | 0582 | 205 | 11 KV PIMPALNER | 094007 | 33/11 KV PIMPALNER
08026734 | DLMS-Genus | 065 | TCPIP_DLMS | GSM | Feeder | 0582 | 201 | 11 KV DIGHAVE | 094028 | 33/11 KV CHHAIL
08023551 | DLMS-Genus | 065 | TCPIP_DLMS | GSM | Feeder | 0582 | 204 | 11 KV DEVKINANDAN | 094028 | 33/11 KV CHHAIL
08026730 | DLMS-Genus | 065 | TCPIP_DLMS | GSM | Feeder | 0582 | 203 | 11 KV VITAI-DIGHAVE GAOTHAN | 094028 | 33/11 KV CHHAIL
13546876 | DLMS-LnT | 053 | TCPIP_DLMS | GSM | Feeder | 0582 | 203 | 11 KV MALGAON | 094027 | 33/11 KV KUDASHI
17223738 | DLMS-LnT | 053 | TCPIP_DLMS | GSM | Feeder | 0582 | 204 | 11 KV DANGSHIRWDE | 094027 | 33/11 KV KUDASHI
08023552 | DLMS-Genus | 065 | TCPIP_DLMS | GSM | Feeder | 0582 | 206 | 11 KV PRATAPUR AG | 094028 | 33/11 KV CHHAIL
08023565 | DLMS-Genus | 065 | TCPIP_DLMS | GSM | Feeder | 0582 | 203 | 11 KV SAMODA | 094007 | 33/11 KV PIMPALNER
08023563 | DLMS-Genus | 065 | TCPIP_DLMS | GSM | Feeder | 0582 | 202 | 11 KV BALHANE | 094007 | 33/11 KV PIMPALNER
XF470336 | DLMS-Secure | 055 | TCPIP_DLMS | GSM | Feeder | 0582 | 207 | 11 KV OM POULTRY EXPRESS | 094028 | 33/11 KV CHHAIL
00567866 | DLMS-HPL | 076 | TCPIP_DLMS | GSM | Feeder | 0523 | 208 | 11 KV FOFADE AG | 094023 | 33/11 KV JAITANE
13546833 | DLMS-LnT | 053 | TCPIP_DLMS | GSM | Feeder | 0523 | 207 | 11 KV WASDARA | 094023 | 33/11 KV JAITANE
00567941 | DLMS-HPL | 076 | TCPIP_DLMS | GSM | Feeder | 0523 | 211 | DOMKANI GAOTHAN | 094023 | 33/11 KV JAITANE
00567869 | DLMS-HPL | 076 | TCPIP_DLMS | GSM | Feeder | 0523 | 203 | 11 KV VASKHEDI | 094023 | 33/11 KV JAITANE
00567920 | DLMS-HPL | 076 | TCPIP_DLMS | GSM | Feeder | 0523 | 203 | 11 KV Titane | 094032 | 33/11 KV CHHADWEL
12626305 | DLMS-LnT | 053 | TCPIP_DLMS | GSM | Feeder | 0523 | 201 | 11 KV DATARTI | 094058 | 33/11 KV SHEWALI
12626306 | DLMS-LnT | 053 | TCPIP_DLMS | GSM | Feeder | 0523 | 203 | 11 KV SHIRSOLE | 094042 | 33/11 KV JAMKHEL
12626317 | DLMS-LnT | 053 | TCPIP_DLMS | GSM | Feeder | 0523 | 206 | 11 KV GHODADE AG | 094009 | 33/11 KV DAHIWEL
12626348 | DLMS-LnT | 053 | TCPIP_DLMS | GSM | Feeder | 0523 | 206 | 11 KV KHUDANE | 094023 | 33/11 KV JAITANE
X1959391 | DLMS-Secure | 055 | TCPIP_DLMS | GSM | Feeder | 0523 | 201 | 11 KV ROSGAON | 094023 | 33/11 KV JAITANE
X0400695 | DLMS-Secure | 055 | TCPIP_DLMS | GSM | Feeder | 0523 | 204 | 11 KV BASAR | 094032 | 33/11 KV CHHADWEL
XD453336 | DLMS-Secure | 055 | TCPIP_DLMS | GSM | Feeder | 0523 | 203 | 11 KV NAVAPADA FEEDER | 094089 | 33/11 KV BRAHMANWEL SUBSTATION
XD453308 | DLMS-Secure | 055 | TCPIP_DLMS | GSM | Feeder | 0523 | 202 | 11KV VIHIRPADA NAGZIRI FEEDER | 094089 | 33/11 KV BRAHMANWEL SUBSTATION
X1083546 | DLMS-Secure | 055 | TCPIP_DLMS | GSM | Feeder | 0523 | 207 | 11 KV JAMBHORE | 094009 | 33/11 KV DAHIWEL
14089125 | LnT | 053 | TCPIP_LnT_9600 | GSM | Feeder | 0523 | 203 | UNCOMMISSIONED 11 KV PINJARZADI GFSS | 094066 | 33/11 KV PINJARZADI
00567896 | DLMS-HPL | 076 | TCPIP_DLMS | GSM | Feeder | 0523 | 205 | 11 KV CHHADWEL KORDE GAONTHAN | 094032 | 33/11 KV CHHADWEL
00567874 | DLMS-HPL | 076 | TCPIP_DLMS | GSM | Feeder | 0523 | 202 | 11 KV BRAMANWEL | 094032 | 33/11 KV CHHADWEL
12626340 | DLMS-LnT | 053 | TCPIP_DLMS | GSM | Feeder | 0523 | 203 | 11 KV Ghanegaon | 094050 | 33/11 KV CHHAWADI
00567877 | DLMS-HPL | 076 | TCPIP_DLMS | GSM | Feeder | 0523 | 204 | 11 KV DAHIWEL GAOTHAN | 094009 | 33/11 KV DAHIWEL
00380111 | DLMS-HPL | 076 | TCPIP_DLMS | GSM | Feeder | 0523 | 202 | 11 KV MALANGAON AG | 094009 | 33/11 KV DAHIWEL
12560471 | DLMS-LnT | 053 | TCPIP_DLMS | GSM | Feeder | 0523 | 204 | 11 KV DUSANE AG | 094023 | 33/11 KV JAITANE
07328263 | LnT | 053 | TCPIP_LNT | GSM | Feeder | 0523 | 205 | 11 KV DUSANE GAOTHAN | 094023 | 33/11 KV JAITANE
15003661 | LnT | 053 | TCPIP_LnT_9600 | GSM | Feeder | 0523 | 202 | 11 KV DEOJIPADA | 094066 | 33/11 KV PINJARZADI
15003617 | LnT | 053 | TCPIP_LnT_9600 | GSM | Feeder | 0523 | 201 | 11 KV RAYKOT | 094066 | 33/11 KV PINJARZADI
08023747 | DLMS-Genus | 065 | TCPIP_LNT | GSM | Feeder | 0523 | 203 | 11 KV GANGAPUR | 094058 | 33/11 KV SHEWALI
XD453533 | DLMS-Secure | 055 | TCPIP_DLMS | GSM | Feeder | 0523 | 203 | 11 KV HODADANE AG | 094081 | 33/11 KV DUSANE SS
XD453564 | DLMS-Secure | 055 | TCPIP_DLMS | GSM | Feeder | 0523 | 201 | 11 KV BHAGAPUR GAOTHAN | 094081 | 33/11 KV DUSANE SS
XD453553 | DLMS-Secure | 055 | TCPIP_DLMS | GSM | Feeder | 0523 | 202 | 11 KV BHAGAPUR AG | 094081 | 33/11 KV DUSANE SS
X1093885 | DLMS-Secure | 055 | TCPIP_DLMS | GSM | Feeder | 0523 | 201 | 11 KV CHHADWEL | 094032 | 33/11 KV CHHADWEL
13546860 | DLMS-LnT | 053 | TCPIP_DLMS | GSM | Feeder | 0523 | 205 | 11 KV MALANGAON GAOTHAN | 094009 | 33/11 KV DAHIWEL
13546866 | DLMS-LnT | 053 | TCPIP_DLMS | GSM | Feeder | 0523 | 202 | 11 KV Tembhe | 094058 | 33/11 KV SHEWALI
13546861 | DLMS-LnT | 053 | TCPIP_DLMS | GSM | Feeder | 0523 | 202 | 11 KV NIJAMPUR GAON | 094023 | 33/11 KV JAITANE
13546867 | DLMS-LnT | 053 | TCPIP_DLMS | GSM | Feeder | 0523 | 202 | 11 KV Lonkhedi Gaonthan | 094050 | 33/11 KV CHHAWADI
13546864 | DLMS-LnT | 053 | TCPIP_DLMS | GSM | Feeder | 0523 | 201 | 11 KV vehergaon | 094050 | 33/11 KV CHHAWADI
X1095256 | DLMS-Secure | 055 | TCPIP_DLMS | GSM | Feeder | 0523 | 202 | 11 KV DATARTI | 097004 | 132 KV SAKRI
X1790630 | DLMS-Secure | 055 | TCPIP_DLMS | GSM | Feeder | 0523 | 206 | SHEWALI | 094058 | 33/11 KV SHEWALI
XD453332 | DLMS-Secure | 055 | TCPIP_DLMS | GSM | Feeder | 0523 | 201 | 11KV BHORATIPADA FEEDER | 094089 | 33/11 KV BRAHMANWEL SUBSTATION
12626267 | DLMS-LnT | 053 | TCPIP_DLMS | GSM | Feeder | 0523 | 201 | 11 KV PINJARZADI | 094009 | 33/11 KV DAHIWEL
13546852 | DLMS-LnT | 053 | TCPIP_DLMS | GSM | Feeder | 0523 | 202 | 11 KV ROHOD | 094042 | 33/11 KV JAMKHEL
13546842 | DLMS-LnT | 053 | TCPIP_DLMS | GSM | Feeder | 0523 | 201 | 11 KV CHAUPALE | 094042 | 33/11 KV JAMKHEL
00567899 | DLMS-HPL | 076 | TCPIP_DLMS | GSM | Feeder | 0523 | 203 | 11 KVDAHIWEL AG | 094009 | 33/11 KV DAHIWEL
08023559 | DLMS-Genus | 065 | TCPIP_DLMS | GSM | Feeder | 0467 | 203 | KAPADANE AG | 094006 | NYHALOD
08026744 | DLMS-Genus | 065 | TCPIP_DLMS | GSM | Feeder | 0467 | 205 | NAVRA-NAVRI AG | 094010 | NAVALNAGAR
18206161 | DLMS-LnT | 053 | TCPIP_DLMS | GSM | Feeder | 0467 | 204 | 11 KV AMBA NAGAR AG | 094013 | FAGANE
04579103 | DLMS-Genus | 065 | TCPIP_DLMS | GSM | Feeder | 0467 | 201 | FAGANE AG | 094013 | FAGANE
04579104 | DLMS-Genus | 065 | TCPIP_DLMS | GSM | Feeder | 0467 | 202 | 11KV ANWAR NALA AG | 094013 | FAGANE
X1083527 | DLMS-Secure | 055 | TCPIP_DLMS | GSM | Feeder | 0467 | 206 | FAGANA GAOTHAN | 094013 | FAGANE
05161773 | DLMS-HPL | 076 | TCPIP_DLMS | GSM | Feeder | 0467 | 206 | BEHED GAOTHAN | 094004 | 33/11 KV BORIS
05161774 | DLMS-HPL | 076 | TCPIP_DLMS | GSM | Feeder | 0467 | 207 | NAKUMBHE AG | 094004 | 33/11 KV BORIS
05161775 | DLMS-HPL | 076 | TCPIP_DLMS | GSM | Feeder | 0467 | 201 | LAMKANI AG | 094004 | 33/11 KV BORIS
05161776 | DLMS-HPL | 076 | TCPIP_DLMS | GSM | Feeder | 0467 | 201 | 11 KV NAVLANE AG | 094038 | MEHARGAON
05161777 | DLMS-HPL | 076 | TCPIP_DLMS | GSM | Feeder | 0467 | 203 | 11 KV DESHMUKHWADI AG | 094038 | MEHARGAON
XB462672 | DLMS-Secure | 055 | TCPIP_DLMS | GSM | Feeder | 0467 | 201 | VANI AG | 094069 | 33/11 KV VARKHEDE
XB462641 | DLMS-Secure | 055 | TCPIP_DLMS | GSM | Feeder | 0467 | 202 | VERKHEDI GAOTHAN | 094069 | 33/11 KV VARKHEDE
00380110 | DLMS-HPL | 076 | TCPIP_DLMS | GSM | Feeder | 0467 | 202 | 11 KV NAVODAYA FEEDER | 094031 | GONDUR
00380107 | DLMS-HPL | 076 | TCPIP_DLMS | GSM | Feeder | 0467 | 204 | GONDUR GAOTHAN | 094031 | GONDUR
05036957 | DLMS-HPL | 076 | TCPIP_DLMS | GSM | Feeder | 0467 | 202 | SANJAY AG | 094010 | NAVALNAGAR
05036722 | DLMS-HPL | 076 | TCPIP_DLMS | GSM | Feeder | 0467 | 201 | MOHADI PD AG | 094010 | NAVALNAGAR
05161771 | DLMS-HPL | 076 | TCPIP_DLMS | GSM | Feeder | 0467 | 204 | CHINCHWAR SINGLE PHASING | 094004 | 33/11 KV BORIS
X0494611 | DLMS-Secure | 055 | TCPIP_DLMS | GSM | Feeder | 0467 | 202 | SOUNDANE GT | 094076 | 33/11KV SOUNDHANE
X0398449 | DLMS-Secure | 055 | TCPIP_DLMS | GSM | Feeder | 0467 | 203 | 11 KV LAMKANI AG | 094052 | 33/11 KV LAMKANI S/S
18206159 | DLMS-LnT | 053 | TCPIP_DLMS | GSM | Feeder | 0467 | 203 | ARNI AG | 094013 | FAGANE
18206160 | DLMS-LnT | 053 | TCPIP_DLMS | GSM | Feeder | 0467 | 208 | 11KV ANWAR NALA GAOTHAN | 094013 | FAGANE
18206162 | DLMS-LnT | 053 | TCPIP_DLMS | GSM | Feeder | 0467 | 207 | 11 KV AMBA NAGAR GAOTHAN | 094013 | FAGANE
X0402563 | DLMS-Secure | 055 | TCPIP_DLMS | GSM | Feeder | 0467 | 203 | 11 KV BORIS GAOTHAN | 094004 | 33/11 KV BORIS
X0402562 | DLMS-Secure | 055 | TCPIP_DLMS | GSM | Feeder | 0467 | 205 | BORIS SINGLE PHASING. | 094004 | 33/11 KV BORIS
X1256588 | DLMS-Secure | 055 | TCPIP_DLMS | GSM | Feeder | 0467 | 203 | 11KV DHANUR AG | 094063 | 33/11 KV KAPDANE
07424582 | LnT | 053 | TCPIP_LNT | GSM | Feeder | 0467 | 205 | 11 KV OM SHANTI EXP. | 094013 | FAGANE
07409153 | LnT | 053 | TCPIP_LNT | GSM | Feeder | 0467 | 202 | BEHED AG | 094004 | 33/11 KV BORIS
16002775 | LnT | 053 | TCPIP_LnT_9600 | GSM | Feeder | 0467 | 202 | 11 KV BURZAD SINGLE PHASING. | 094064 | 33/11 KV BURZAD STN
16002776 | LnT | 053 | TCPIP_LnT_9600 | GSM | Feeder | 0467 | 203 | 11 KV BURZAD GAOTHAN | 094064 | 33/11 KV BURZAD STN
16002810 | LnT | 053 | TCPIP_LnT_9600 | GSM | Feeder | 0467 | 202 | 11KV RUDANE AG | 094052 | 33/11 KV LAMKANI S/S
16002751 | LnT | 053 | TCPIP_LnT_9600 | GSM | Feeder | 0467 | 201 | 11 KV SAITALE AG | 094052 | 33/11 KV LAMKANI S/S
MSP35004 | Secure | 055 | TCPIP_Secure | GSM | Feeder | 0467 | 204 | 11 KV TILENAGAR AG | 094038 | MEHARGAON
X0402565 | DLMS-Secure | 055 | TCPIP_DLMS | GSM | Feeder | 0467 | 206 | NAGAON GAOTHAN | 094006 | NYHALOD
XB452253 | DLMS-Secure | 055 | TCPIP_DLMS | GSM | Feeder | 0467 | 203 | 11 VARKHEDA AG | 094069 | 33/11 KV VARKHEDE
08026729 | DLMS-Genus | 065 | TCPIP_DLMS | GSM | Feeder | 0467 | 203 | MOHADI PD GAOTHAN | 094010 | NAVALNAGAR
08026747 | DLMS-Genus | 065 | TCPIP_DLMS | GSM | Feeder | 0467 | 205 | 11KV LAMKANI AG II | 094052 | 33/11 KV LAMKANI S/S
08023560 | DLMS-Genus | 065 | TCPIP_DLMS | GSM | Feeder | 0467 | 204 | SANJAY GAOTHAN | 094010 | NAVALNAGAR
08023561 | DLMS-Genus | 065 | TCPIP_DLMS | GSM | Feeder | 0467 | 202 | 11 KV DHAMANE AG | 094043 | DEOBHANE(DHODI)
08026736 | DLMS-Genus | 065 | TCPIP_DLMS | GSM | Feeder | 0467 | 203 | GOVINDA GAS EX. FEEDER | 094043 | DEOBHANE(DHODI)
12626263 | DLMS-LnT | 053 | TCPIP_DLMS | GSM | Feeder | 0467 | 202 | MEHERGAON GAOTHAN | 094038 | MEHARGAON
X0398450 | DLMS-Secure | 055 | TCPIP_DLMS | GSM | Feeder | 0467 | 204 | 11 KV LAMKANI GAOTHAN | 094052 | 33/11 KV LAMKANI S/S
X0363031 | DLMS-Secure | 055 | TCPIP_DLMS | GSM | Feeder | 0467 | 201 | 11 KV NIMDALE AG | 094031 | GONDUR
X0363032 | DLMS-Secure | 055 | TCPIP_DLMS | GSM | Feeder | 0467 | 203 | 11 KV CHAURASIYA FEEDER | 094031 | GONDUR
X0494604 | DLMS-Secure | 055 | TCPIP_DLMS | GSM | Feeder | 0467 | 203 | STONE CRUSHER | 094076 | 33/11KV SOUNDHANE
X0494509 | DLMS-Secure | 055 | TCPIP_DLMS | GSM | Feeder | 0467 | 201 | SOUNDANE AG | 094076 | 33/11KV SOUNDHANE
X1083528 | DLMS-Secure | 055 | TCPIP_DLMS | GSM | Feeder | 0467 | 205 | 11 KV DHAMANE GAOTHAN | 094043 | DEOBHANE(DHODI)
X1959288 | DLMS-Secure | 055 | TCPIP_DLMS | GSM | Feeder | 0467 | 205 | KAPADANA GAOTHAN | 094006 | NYHALOD
X1959287 | DLMS-Secure | 055 | TCPIP_DLMS | GSM | Feeder | 0467 | 201 | 11 KV BILLADI AG | 094006 | NYHALOD
04579101 | DLMS-Genus | 065 | TCPIP_DLMS | GSM | Feeder | 0467 | 202 | NYHALOD AG | 094006 | NYHALOD
X1093844 | DLMS-Secure | 055 | TCPIP_DLMS | GSM | Feeder | 0467 | 206 | 11 KV GANGAMAI GAOTHAN | 094043 | DEOBHANE(DHODI)
X1093849 | DLMS-Secure | 055 | TCPIP_DLMS | GSM | Feeder | 0467 | 201 | 11 KV VADEL AG | 094043 | DEOBHANE(DHODI)
04579173 | DLMS-Genus | 065 | TCPIP_DLMS | GSM | Feeder | 0467 | 204 | NYHALOD GAOTHAN | 094006 | NYHALOD
X1093867 | DLMS-Secure | 055 | TCPIP_DLMS | GSM | Feeder | 0467 | 201 | 11 KV VADANE AG | 094064 | 33/11 KV BURZAD STN
X1093881 | DLMS-Secure | 055 | TCPIP_DLMS | GSM | Feeder | 0467 | 201 | 11KV NEW KAPDANE GT | 094063 | 33/11 KV KAPDANE
X0363022 | DLMS-Secure | 055 | TCPIP_DLMS | GSM | Feeder | 5568 | 203 | 11 KV GOKARNA FEEDER | 094085 | 33/11 KV BHOKAR SUBSTATION
08023766 | DLMS-Genus | 065 | TCPIP_DLMS | GSM | Feeder | 5568 | 201 | 11KV DEOPUR | 094016 | 33/11 KV DEOPUR
08026722 | DLMS-Genus | 065 | TCPIP_DLMS | GSM | Feeder | 5568 | 206 | ABHAY COLLEGE | 094036 | 33/11 KV AGRI. COLLAGE
05161717 | DLMS-HPL | 076 | TCPIP_DLMS | GSM | Feeder | 5568 | 204 | 11 KV VIDYANAGARI | 094016 | 33/11 KV DEOPUR
05161772 | DLMS-HPL | 076 | TCPIP_DLMS | GSM | Feeder | 5568 | 202 | 11 KV AKASHWANI | 094040 | 33/11 KV UMRAONAGAR
XB414474 | DLMS-Secure | 055 | NON_AMR_MODEM | GSM | Feeder | 5568 | 211 | 11 KV RAMCHANDRA NAGAR | 094036 | 33/11 KV AGRI. COLLAGE
08023759 | DLMS-Genus | 065 | NON_AMR_MODEM | GSM | Feeder | 5568 | 211 | ITI EXPRESS | 094016 | 33/11 KV DEOPUR
14007098 | LnT | 053 | TCPIP_LnT_9600 | GSM | Feeder | 5568 | 210 | 11 kv Sultaniya | 094036 | 33/11 KV AGRI. COLLAGE
07424893 | LnT | 053 | TCPIP_LNT | GSM | Feeder | 5568 | 201 | 11KV POTDAR | 094040 | 33/11 KV UMRAONAGAR
05161715 | DLMS-HPL | 076 | TCPIP_DLMS | GSM | Feeder | 5568 | 209 | NATRAJ FEEDER | 094036 | 33/11 KV AGRI. COLLAGE
X0494601 | DLMS-Secure | 055 | TCPIP_DLMS | GSM | Feeder | 5568 | 201 | 11 KV RAMNAGAR FEEDER | 094084 | 33/11 KV PAROLA ROAD DHULE SUBSTATION
05162600 | DLMS-HPL | 076 | TCPIP_DLMS | GSM | Feeder | 5568 | 205 | Microtower | 094036 | 33/11 KV AGRI. COLLAGE
MSP34999 | Secure | 055 | TCPIP_Secure | GSM | Feeder | 5568 | 210 | 11 KV JAIHIND COLONY | 094016 | 33/11 KV DEOPUR
07424534 | LnT | 053 | TCPIP_LNT | GSM | Feeder | 5568 | 209 | 11 KV KUNDANE GAOTHAN | 094016 | 33/11 KV DEOPUR
07424603 | LnT | 053 | TCPIP_LNT | GSM | Feeder | 5568 | 203 | 11 KV KUNDANE | 094016 | 33/11 KV DEOPUR
17270653 | DLMS-LnT | 053 | TCPIP_DLMS | GSM | Feeder | 5568 | 421 | 33 KV DEOPUR (I/C) | 094016 | 33/11 KV DEOPUR
08023761 | DLMS-Genus | 065 | TCPIP_DLMS | GSM | Feeder | 5568 | 202 | 11 KV VADJAI ROAD | 094036 | 33/11 KV AGRI. COLLAGE
X0363035 | DLMS-Secure | 055 | TCPIP_DLMS | GSM | Feeder | 5568 | 201 | 11 KV INDIRA GARDEN FEEDER FROM BHOKAR S/S | 094085 | 33/11 KV BHOKAR SUBSTATION
X0494632 | DLMS-Secure | 055 | TCPIP_DLMS | GSM | Feeder | 5568 | 203 | 11 KV JYOTIBA FEEDER | 094084 | 33/11 KV PAROLA ROAD DHULE SUBSTATION
XD413262 | DLMS-Secure | 055 | TCPIP_DLMS | GSM | Feeder | 5568 | 202 | 11 KV PANZARA POL FEEDER | 094084 | 33/11 KV PAROLA ROAD DHULE SUBSTATION
X0363005 | DLMS-Secure | 055 | TCPIP_DLMS | GSM | Feeder | 5568 | 202 | 11 KV TULSHIRAM NAGAR @BHOKAR S/S | 094085 | 33/11 KV BHOKAR SUBSTATION
08023764 | DLMS-Genus | 065 | TCPIP_DLMS | GSM | Feeder | 5568 | 206 | 11 KV EKVIRA | 094016 | 33/11 KV DEOPUR
08023760 | DLMS-Genus | 065 | TCPIP_DLMS | GSM | Feeder | 5568 | 203 | 11 kv Sagar Food | 094036 | 33/11 KV AGRI. COLLAGE
08023758 | DLMS-Genus | 065 | TCPIP_DLMS | GSM | Feeder | 5568 | 207 | KABIRGANJ | 094036 | 33/11 KV AGRI. COLLAGE
08023762 | DLMS-Genus | 065 | TCPIP_LNT | GSM | Feeder | 5568 | 202 | 11KV PAROLA ROAD (OLD) | 094016 | 33/11 KV DEOPUR
X0400153 | DLMS-Secure | 055 | TCPIP_DLMS | GSM | Feeder | 5568 | 204 | 11 KV WATER SUPPLY | 094036 | 33/11 KV AGRI. COLLAGE
X1959567 | DLMS-Secure | 055 | TCPIP_DLMS | GSM | Feeder | 0515 | 204 | AJINKYA TARA | 094012 | NAKANE
X1959491 | DLMS-Secure | 055 | TCPIP_DLMS | GSM | Feeder | 0515 | 202 | 11 KV MOGLAI | 094035 | 33/11 KV POWER HOUSE
X0400697 | DLMS-Secure | 055 | TCPIP_DLMS | GSM | Feeder | 0515 | 201 | 11 KV SUNAVKAR-OM SHREE AGRO | 094014 | 33/11 KV MIDC
X1959490 | DLMS-Secure | 055 | TCPIP_DLMS | GSM | Feeder | 0515 | 204 | 11 KV Civil Hospital FEEDER | 094035 | 33/11 KV POWER HOUSE
X1959492 | DLMS-Secure | 055 | TCPIP_DLMS | GSM | Feeder | 0515 | 201 | 11 KV RAJWADE | 094035 | 33/11 KV POWER HOUSE
X1959493 | DLMS-Secure | 055 | TCPIP_DLMS | GSM | Feeder | 0515 | 201 | 11 KV PRAMODNAGAR ( cc o&m Sdn ) | 094012 | NAKANE
X1959494 | DLMS-Secure | 055 | TCPIP_DLMS | GSM | Feeder | 0515 | 203 | 11 KV WATER SUPPLY | 094012 | NAKANE
X1959566 | DLMS-Secure | 055 | TCPIP_DLMS | GSM | Feeder | 0515 | 209 | 11 KV Kheda ( Rural Div. ) | 094012 | NAKANE
X1959565 | DLMS-Secure | 055 | TCPIP_DLMS | GSM | Feeder | 0515 | 205 | 11 KV MOGLAI | 094012 | NAKANE
X1959568 | DLMS-Secure | 055 | TCPIP_DLMS | GSM | Feeder | 0515 | 202 | 11 KV CIRCUIT HOUSE | 094012 | NAKANE
X1959569 | DLMS-Secure | 055 | TCPIP_DLMS | GSM | Feeder | 0515 | 211 | New Deesan | 094014 | 33/11 KV MIDC
X1959225 | DLMS-Secure | 055 | TCPIP_DLMS | GSM | Feeder | 0515 | 213 | 11 KV MAHACOT | 094014 | 33/11 KV MIDC
X1959226 | DLMS-Secure | 055 | TCPIP_DLMS | GSM | Feeder | 0515 | 212 | New RMC | 094014 | 33/11 KV MIDC
X1959227 | DLMS-Secure | 055 | TCPIP_DLMS | GSM | Feeder | 0515 | 210 | New Madhur | 094014 | 33/11 KV MIDC
X1959228 | DLMS-Secure | 055 | TCPIP_DLMS | GSM | Feeder | 0515 | 203 | 11 KV Bhausaheb Hire Express | 094014 | 33/11 KV MIDC
X1959285 | DLMS-Secure | 055 | TCPIP_DLMS | GSM | Feeder | 0515 | 207 | 11 KV GUNWANT DEORE ( CC O&M SDN ) | 094014 | 33/11 KV MIDC
X1959286 | DLMS-Secure | 055 | TCPIP_DLMS | GSM | Feeder | 0515 | 209 | 11 KV SADGAON. ( CC O&M SDN ) | 094014 | 33/11 KV MIDC
17223746 | DLMS-LnT | 053 | TCPIP_DLMS | GSM | Feeder | 0515 | 204 | 11 SANT SEVADAS | 094087 | 33/11 KV CHAKKARBARDI S/S
13546775 | DLMS-LnT | 053 | TCPIP_DLMS | GSM | Feeder | 0515 | 203 | 11 KV CHITTOD GAOTHAN | 094087 | 33/11 KV CHAKKARBARDI S/S
13546874 | DLMS-LnT | 053 | TCPIP_DLMS | GSM | Feeder | 0515 | 201 | 11 KV NEW LALBAG | 094087 | 33/11 KV CHAKKARBARDI S/S
X1093839 | DLMS-Secure | 055 | TCPIP_DLMS | GSM | Feeder | 0515 | 206 | SRP Colony | 094012 | NAKANE
07409173 | LnT | 053 | TCPIP_LNT | CDMA | Feeder | 0515 | 406 | 33 KV SOOTGIRNI | 097001 | 132 KV S/STN DHULE
X1093861 | DLMS-Secure | 055 | TCPIP_DLMS | GSM | Feeder | 0515 | 203 | 11 KV SHIVAJI ROAD | 094035 | 33/11 KV POWER HOUSE
00308359 | DLMS-HPL | 076 | TCPIP_DLMS | GSM | Feeder | 0515 | 202 | 11 KV LAURAL-COLDSTORAGE | 094014 | 33/11 KV MIDC
13550757 | DLMS-LnT | 053 | TCPIP_DLMS | GSM | Feeder | 0515 | 202 | 11 KV RAMWADI | 097001 | 132 KV S/STN DHULE
13550740 | DLMS-LnT | 053 | TCPIP_DLMS | GSM | Feeder | 0515 | 204 | 11 KV ZANKAR | 097001 | 132 KV S/STN DHULE
X0400698 | DLMS-Secure | 055 | TCPIP_DLMS | GSM | Feeder | 0515 | 214 | 11 KV SIMERAN FEED | 094014 | 33/11 KV MIDC
XE419581 | DLMS-Secure | 055 | TCPIP_DLMS | GSM | Feeder | 0515 | 205 | 11 KV TIKHI AG | 094086 | 33/11 KV UDYOG NAGAR
XE419570 | DLMS-Secure | 055 | TCPIP_DLMS | GSM | Feeder | 0515 | 206 | 11 KV DAHYANE AG | 094086 | 33/11 KV UDYOG NAGAR
XE419599 | DLMS-Secure | 055 | TCPIP_DLMS | GSM | Feeder | 0515 | 203 | 11 KV ZANKAR | 094086 | 33/11 KV UDYOG NAGAR
XE420117 | DLMS-Secure | 055 | TCPIP_DLMS | GSM | Feeder | 0515 | 202 | 11 KV UDYOG NAGAR | 094086 | 33/11 KV UDYOG NAGAR
08026761 | DLMS-Genus | 065 | TCPIP_DLMS | GSM | Feeder | 0515 | 208 | Dama water supply | 094014 | 33/11 KV MIDC
X1705278 | DLMS-Secure | 055 | TCPIP_DLMS | GSM | Feeder | 0515 | 217 | 11KV NANDI TEXFAB EXPRESS FEEDER | 094014 | 33/11 KV MIDC
08026743 | DLMS-Genus | 065 | TCPIP_DLMS | GSM | Feeder | 0515 | 202 | 11 KV NEW TEXTILE MILL | 094087 | 33/11 KV CHAKKARBARDI S/S
X1093857 | DLMS-Secure | 055 | TCPIP_DLMS | GSM | Feeder | 0515 | 205 | 11 KV Datta Mandir | 094035 | 33/11 KV POWER HOUSE
XE419567 | DLMS-Secure | 055 | TCPIP_DLMS | GSM | Feeder | 0515 | 201 | TATA MOTORS | 094086 | 33/11 KV UDYOG NAGAR
X2036372 | DLMS-Secure | 055 | TCPIP_DLMS | GSM | Feeder | 0515 | 218 | 11KV KOSOL-I | 094014 | 33/11 KV MIDC
X2036371 | DLMS-Secure | 055 | TCPIP_DLMS | GSM | Feeder | 0515 | 219 | 11KV KOSOL-II | 094014 | 33/11 KV MIDC
X1959229 | DLMS-Secure | 055 | TCPIP_DLMS | GSM | Feeder | 0515 | 206 | 11 KV NIRMAL-R K AGRO | 094014 | 33/11 KV MIDC
00308867 | DLMS-HPL | 076 | TCPIP_DLMS | GSM | Feeder | 0566 | 205 | 11KV EXPRESS MIDC WATER WORKS | 094019 | 33/11 KV SUB SUKWAD
X0398448 | DLMS-Secure | 055 | TCPIP_DLMS | GSM | Feeder | 0566 | 201 | 11 KV BETAWAD AG | 094057 | 33/11 KV SUB BETAWAD
X0398441 | DLMS-Secure | 055 | TCPIP_DLMS | GSM | Feeder | 0566 | 207 | 11 KV TAWKHEDA GAOTHAN | 094019 | 33/11 KV SUB SUKWAD
X0398445 | DLMS-Secure | 055 | TCPIP_DLMS | GSM | Feeder | 0566 | 201 | 11 KV WALKHEDA SINGLE PHASING | 094045 | 33/11 KV SUB BABHALE
X0398447 | DLMS-Secure | 055 | TCPIP_DLMS | GSM | Feeder | 0566 | 203 | 11 KV BABHALE GAOTHAN FEEDER | 094045 | 33/11 KV SUB BABHALE
07328261 | LnT | 053 | TCPIP_LNT | GSM | Feeder | 0566 | 202 | 11 KV BETAWAD GAOTHAN | 094057 | 33/11 KV SUB BETAWAD
08023753 | DLMS-Genus | 065 | TCPIP_DLMS | GSM | Feeder | 0566 | 202 | 11KV NANDANE AG | 094020 | 33/11 KV SUB SONGIR
X1083539 | Secure | 055 | TCPIP_Secure | GSM | Feeder | 0566 | 206 | 11 KV WARUD GAOTHAN | 094001 | 33/11 KV SUB NARDANA
08026760 | DLMS-Genus | 065 | TCPIP_DLMS | GSM | Feeder | 0566 | 206 | 11 KV DABHASHI GAOTHAN | 094019 | 33/11 KV SUB SUKWAD
08023554 | DLMS-Genus | 065 | TCPIP_DLMS | GSM | Feeder | 0566 | 202 | 11 KV TAWKHEDA AG | 094019 | 33/11 KV SUB SUKWAD
X1705292 | DLMS-Secure | 055 | TCPIP_DLMS | GSM | Feeder | 0566 | 204 | 11 KV MIDC-II | 094045 | 33/11 KV SUB BABHALE
X1705250 | DLMS-Secure | 055 | TCPIP_DLMS | GSM | Feeder | 0566 | 205 | 11 KV MIDC-I | 094045 | 33/11 KV SUB BABHALE
XB462834 | DLMS-Secure | 055 | TCPIP_DLMS | GSM | Feeder | 0566 | 204 | 11 KV DABHASHI AG | 094019 | 33/11 KV SUB SUKWAD
XD453550 | DLMS-Secure | 055 | TCPIP_DLMS | GSM | Feeder | 0566 | 201 | 11 KV GORANE AG | 094078 | 33/11 KV SUB DHANDARNE
XD453592 | DLMS-Secure | 055 | TCPIP_DLMS | GSM | Feeder | 0566 | 202 | 11 KV DHANDARNE AG | 094078 | 33/11 KV SUB DHANDARNE
XD453561 | DLMS-Secure | 055 | TCPIP_DLMS | GSM | Feeder | 0566 | 203 | 11 KV GORANE GAOTHAN | 094078 | 33/11 KV SUB DHANDARNE
08023748 | DLMS-Genus | 065 | TCPIP_DLMS | GSM | Feeder | 0566 | 208 | 11 KV SONDALE SINGLE PHASING | 094020 | 33/11 KV SUB SONGIR
08023756 | DLMS-Genus | 065 | TCPIP_DLMS | GSM | Feeder | 0566 | 207 | 11KV SAYANE AG | 094020 | 33/11 KV SUB SONGIR
08023754 | DLMS-Genus | 065 | TCPIP_DLMS | GSM | Feeder | 0566 | 203 | 11 KV NARDANA TOWN | 094001 | 33/11 KV SUB NARDANA
08023767 | DLMS-Genus | 065 | TCPIP_DLMS | GSM | Feeder | 0566 | 207 | 11 KV HOL GAOTHAN | 094001 | 33/11 KV SUB NARDANA
08023750 | DLMS-Genus | 065 | TCPIP_DLMS | GSM | Feeder | 0566 | 204 | 11KV WAGHADI SINGLE PHASING | 094020 | 33/11 KV SUB SONGIR
08023751 | DLMS-Genus | 065 | TCPIP_DLMS | GSM | Feeder | 0566 | 205 | 11KV SONGIR GAOTHAN | 094020 | 33/11 KV SUB SONGIR
X1083540 | Secure | 055 | TCPIP_Secure | GSM | Feeder | 0566 | 201 | 11KV INDUSTRIAL SONGIR | 094020 | 33/11 KV SUB SONGIR
X1093840 | Secure | 055 | TCPIP_DLMS | GSM | Feeder | 0566 | 202 | 11 KV MIDC III | 094045 | 33/11 KV SUB BABHALE
08023566 | DLMS-Genus | 065 | TCPIP_DLMS | GSM | Feeder | 0566 | 205 | 11KV INDUSTRIAL NARDANA | 094001 | 33/11 KV SUB NARDANA
08026759 | DLMS-Genus | 065 | TCPIP_DLMS | GSM | Feeder | 0566 | 201 | 11 KV KALMADI GAOTHAN | 094001 | 33/11 KV SUB NARDANA
08023550 | DLMS-Genus | 065 | TCPIP_DLMS | GSM | Feeder | 0566 | 202 | 11 KV WARUD AG | 094001 | 33/11 KV SUB NARDANA
08023569 | DLMS-Genus | 065 | TCPIP_DLMS | GSM | Feeder | 0566 | 204 | 11KV HOL AG | 094001 | 33/11 KV SUB NARDANA
08023752 | DLMS-Genus | 065 | TCPIP_DLMS | GSM | Feeder | 0566 | 203 | 11KV DEOBHANE AG | 094020 | 33/11 KV SUB SONGIR
X0494635 | DLMS-Secure | 055 | TCPIP_DLMS | GSM | Feeder | 0566 | 210 | 11 KV SARWAD GAOTHAN | 094020 | 33/11 KV SUB SONGIR
05161760 | DLMS-HPL | 076 | TCPIP_DLMS | GSM | Feeder | 0566 | 206 | 11 KV EXPRESS 765 KV BDTCL | 094020 | 33/11 KV SUB SONGIR
05036721 | DLMS-HPL | 076 | TCPIP_DLMS | GSM | Feeder | 0566 | 203 | 11 KV AJANDE BK AG | 094057 | 33/11 KV SUB BETAWAD
05161759 | DLMS-HPL | 076 | TCPIP_DLMS | GSM | Feeder | 0566 | 209 | 11 KV WW SONGIR | 094020 | 33/11 KV SUB SONGIR
X0654747 | DLMS-Secure | 055 | TCPIP_DLMS | GSM | Feeder | 5525 | 205 | 11 KV SINDHI COLONY FEEDER | 094062 | 33/11 KV DONDAICHA (TAPI SAGAR)
05162681 | DLMS-HPL | 076 | TCPIP_LnT_9600 | GSM | Feeder | 5525 | 204 | SHEWADE AG | 094037 | 33/11 KV DEGAON
05162433 | DLMS-HPL | 076 | TCPIP_DLMS | GSM | Feeder | 5525 | 202 | UNIVERSAL STARCH ALLIED (USA) | 094062 | 33/11 KV DONDAICHA (TAPI SAGAR)
05162432 | DLMS-HPL | 076 | TCPIP_LnT_9600 | GSM | Feeder | 5525 | 204 | 11 KV SHIVANGAN EXPRESS FEEDER | 094062 | 33/11 KV DONDAICHA (TAPI SAGAR)
05162431 | DLMS-HPL | 076 | TCPIP_LnT_9600 | GSM | Feeder | 5525 | 201 | 11KV DONDAICHA (TAPI SAGAR) | 094062 | 33/11 KV DONDAICHA (TAPI SAGAR)
05161719 | DLMS-HPL | 076 | TCPIP_DLMS | GSM | Feeder | 5525 | 203 | VARZADI | 094037 | 33/11 KV DEGAON
05161720 | DLMS-HPL | 076 | TCPIP_DLMS | GSM | Feeder | 5525 | 201 | DEVI | 094037 | 33/11 KV DEGAON
00308312 | DLMS-HPL | 076 | TCPIP_DLMS | GSM | Feeder | 5525 | 201 | NIMGUL GAOTHAN | 094047 | NIMGUL 33/11 KV S/S
X1093878 | DLMS-Secure | 055 | TCPIP_DLMS | GSM | Feeder | 5525 | 202 | DEVI GAVTHAN | 094037 | 33/11 KV DEGAON
X1603023 | DLMS-Secure | 055 | TCPIP_DLMS | GSM | Feeder | 5525 | 206 | 11 KV DEGAON GRO SOLAR BAY 2 2.2 MW | 094037 | 33/11 KV DEGAON
X1603011 | DLMS-Secure | 055 | TCPIP_DLMS | GSM | Feeder | 5525 | 205 | 11 KV DEGAON GRO SOLAR BAY 1 4.8 MW | 094037 | 33/11 KV DEGAON
XC458561 | DLMS-Secure | 055 | TCPIP_DLMS | GSM | Feeder | 5525 | 201 | 11KV MALPUR GAOTHAN 2 | 094075 | 33/11KV MALPUR SUBSTATION
XC458336 | DLMS-Secure | 055 | TCPIP_DLMS | GSM | Feeder | 5525 | 202 | 11KV KARLE AG | 094075 | 33/11KV MALPUR SUBSTATION
X0363021 | DLMS-Secure | 055 | TCPIP_DLMS | GSM | Feeder | 5525 | 203 | 11KV SURAY AG | 094075 | 33/11KV MALPUR SUBSTATION
08023556 | DLMS-Genus | 065 | TCPIP_DLMS | GSM | Feeder | 5525 | 205 | AICHALE | 094026 | 33/11KV INDAVE
08023557 | DLMS-Genus | 065 | TCPIP_DLMS | GSM | Feeder | 5525 | 201 | BALSANE | 094026 | 33/11KV INDAVE
08023555 | DLMS-Genus | 065 | TCPIP_DLMS | GSM | Feeder | 5525 | 206 | INDAVE | 094026 | 33/11KV INDAVE
X2104832 | DLMS-Secure | 055 | TCPIP_DLMS | GSM | Feeder | 5525 | 207 | 11 GANESH TEXTILE EXPRESS FDR | 094037 | 33/11 KV DEGAON
XD453584 | DLMS-Secure | 055 | TCPIP_DLMS | GSM | Feeder | 5525 | 203 | 11KV MALPUR AG | 094062 | 33/11 KV DONDAICHA (TAPI SAGAR)
X0400145 | DLMS-Secure | 055 | TCPIP_DLMS | GSM | Feeder | 5525 | 203 | PATHARE AG | 094047 | NIMGUL 33/11 KV S/S
X0400694 | DLMS-Secure | 055 | TCPIP_DLMS | GSM | Feeder | 5525 | 203 | HATTI GAOTHAN | 094026 | 33/11KV INDAVE
X0654755 | DLMS-Secure | 055 | TCPIP_DLMS | GSM | Feeder | 5525 | 206 | 11KV DONDAICHA UR-II COLONY PARISAR | 094062 | 33/11 KV DONDAICHA (TAPI SAGAR)
15003623 | LnT | 053 | TCPIP_LnT_9600 | GSM | Feeder | 5525 | 207 | BALSANE GAOTHAN | 094026 | 33/11KV INDAVE
15003599 | LnT | 053 | TCPIP_LnT_9600 | GSM | Feeder | 5525 | 208 | 11 KV BOKADBALLA AG FEEDER | 094026 | 33/11KV INDAVE
15003622 | LnT | 053 | TCPIP_LnT_9600 | GSM | Feeder | 5525 | 202 | HATI | 094026 | 33/11KV INDAVE
X0402567 | DLMS-Secure | 055 | TCPIP_DLMS | GSM | Feeder | 5525 | 205 | Daul Gavthan | 094047 | NIMGUL 33/11 KV S/S
X0402568 | DLMS-Secure | 055 | TCPIP_DLMS | GSM | Feeder | 5525 | 202 | TAKERKHEDA AG | 094047 | NIMGUL 33/11 KV S/S
X0400151 | DLMS-Secure | 055 | TCPIP_DLMS | GSM | Feeder | 5525 | 204 | PANI-PURWATHA TAVKHEDA | 094047 | NIMGUL 33/11 KV S/S
14089081 | LnT | 053 | TCPIP_LnT_9600 | GSM | Feeder | 5525 | 201 | VIKHARAN GAOTHAN | 094070 | 33/11KV VIKHARAN(DEVACHE) SUBSTATION
15003652 | LnT | 053 | TCPIP_LnT_9600 | GSM | Feeder | 5525 | 202 | PEDKAI MATA AG | 094070 | 33/11KV VIKHARAN(DEVACHE) SUBSTATION
15003615 | LnT | 053 | TCPIP_LnT_9600 | GSM | Feeder | 5525 | 203 | KHARDE AG | 094070 | 33/11KV VIKHARAN(DEVACHE) SUBSTATION
18206141 | DLMS-LnT | 053 | TCPIP_DLMS | GSM | Feeder | 0558 | 206 | 11 KV TAPI AG FEEDER | 094024 | 33/11 KV BAMHANE SUB-STATION
18206158 | DLMS-LnT | 053 | TCPIP_DLMS | GSM | Feeder | 0558 | 205 | 11KV DANGURNE AG FEEDER | 094051 | 33/11KV SAWAI MUKTI SUB-STATION
15019171 | LnT | 053 | TCPIP_LnT_9600 | GSM | Feeder | 0558 | 202 | 11KV KALGAON AG FEEDER | 094071 | 33/11KV LANGHANE SUB-STATION
15010340 | LnT | 053 | TCPIP_LnT_9600 | GSM | Feeder | 0558 | 201 | 11KV KUMBHARE GAOTHAN FEEDER | 094071 | 33/11KV LANGHANE SUB-STATION
18206140 | DLMS-LnT | 053 | TCPIP_DLMS | GSM | Feeder | 0558 | 205 | 11 kV HT CONSUMER FEEDER | 094024 | 33/11 KV BAMHANE SUB-STATION
XD453591 | DLMS-Secure | 055 | TCPIP_DLMS | GSM | Feeder | 0558 | 203 | 11KV DALWADE AG FEEDER | 094080 | 33/11KV DALWADE SUB-STATION
XB452184 | DLMS-Secure | 055 | TCPIP_DLMS | GSM | Feeder | 0558 | 209 | 11KV VARSOOS AG | 094005 | 33/11KV SHINDKHEDA SUB-STATION
08023765 | DLMS-Genus | 065 | TCPIP_DLMS | GSM | Feeder | 0558 | 204 | 11KV SHEWALE GAOTHAN FEEDER | 094017 | 33/11KV CHIMTHANE SUB-STATION
08026746 | DLMS-Genus | 065 | TCPIP_DLMS | GSM | Feeder | 0558 | 204 | 11KV BAHMANE GAOTHAN FEEDER | 094024 | 33/11 KV BAMHANE SUB-STATION
08026751 | DLMS-Genus | 065 | TCPIP_DLMS | GSM | Feeder | 0558 | 203 | 11KV MAHATMA FULE GAOTHAN FEEDER | 094024 | 33/11 KV BAMHANE SUB-STATION
X0400693 | DLMS-Secure | 055 | TCPIP_DLMS | GSM | Feeder | 0558 | 202 | 11KV VIRDEL AG FEEDER | 094005 | 33/11KV SHINDKHEDA SUB-STATION
X1304613 | DLMS-Secure | 055 | TCPIP_DLMS | GSM | Feeder | 0558 | 206 | 11 KV TEMLAI + AKKADSE GAOTHAN | 094005 | 33/11KV SHINDKHEDA SUB-STATION
X0400690 | DLMS-Secure | 055 | TCPIP_DLMS | GSM | Feeder | 0558 | 202 | 11KV CHIMTHANE AG FEEDER | 094017 | 33/11KV CHIMTHANE SUB-STATION
X0400143 | DLMS-Secure | 055 | TCPIP_DLMS | GSM | Feeder | 0558 | 205 | 11KV CHIMTHANE GAOTHAN FEEDER | 094017 | 33/11KV CHIMTHANE SUB-STATION
X0400156 | DLMS-Secure | 055 | TCPIP_DLMS | GSM | Feeder | 0558 | 208 | 11KV TEMLAY AG FEEDER | 094005 | 33/11KV SHINDKHEDA SUB-STATION
18206163 | DLMS-LnT | 053 | TCPIP_DLMS | GSM | Feeder | 0558 | 201 | 11KV AARAVE AG FEEDER | 094017 | 33/11KV CHIMTHANE SUB-STATION
18206145 | DLMS-LnT | 053 | TCPIP_DLMS | GSM | Feeder | 0558 | 202 | 11KV BAMHANE AG FEEDER | 094024 | 33/11 KV BAMHANE SUB-STATION
12626330 | DLMS-LnT | 053 | TCPIP_DLMS | GSM | Feeder | 0558 | 205 | 11 KV SULWADE EXPRESS FEEDER | 094005 | 33/11KV SHINDKHEDA SUB-STATION
X0400149 | DLMS-Secure | 055 | TCPIP_DLMS | GSM | Feeder | 0558 | 203 | 11 KV SAWAI MUKTI GAOTHAN | 094051 | 33/11KV SAWAI MUKTI SUB-STATION
04579112 | DLMS-Genus | 065 | TCPIP_DLMS | GSM | Feeder | 0558 | 201 | 11KV AKKADSE AG FEEDER | 094005 | 33/11KV SHINDKHEDA SUB-STATION
XG437301 | DLMS-Secure | 055 | TCPIP_DLMS | GSM | Feeder | 0558 | 204 | 11 KV LIS FEEDER | 094080 | 33/11KV DALWADE SUB-STATION
08026748 | DLMS-Genus | 065 | TCPIP_DLMS | GSM | Feeder | 0558 | 204 | 11KV SHINDKHEDA URBAN FEEDER | 094005 | 33/11KV SHINDKHEDA SUB-STATION
05162444 | DLMS-HPL | 076 | TCPIP_DLMS | GSM | Feeder | 0558 | 203 | 11KV VARNESHWAR AG FEEDER | 094071 | 33/11KV LANGHANE SUB-STATION
05162445 | DLMS-HPL | 076 | TCPIP_DLMS | GSM | Feeder | 0558 | 201 | 11KV MAHATMA FULE AG FEEDER | 094024 | 33/11 KV BAMHANE SUB-STATION
05162443 | DLMS-HPL | 076 | TCPIP_DLMS | GSM | Feeder | 0558 | 203 | 11KV CHIMTHANE AG FEEDER | 094005 | 33/11KV SHINDKHEDA SUB-STATION
00567927 | DLMS-HPL | 076 | TCPIP_DLMS | GSM | Feeder | 0558 | 203 | 11KV KHALANE AG FEEDER | 094017 | 33/11KV CHIMTHANE SUB-STATION
XD453590 | DLMS-Secure | 055 | TCPIP_DLMS | GSM | Feeder | 0558 | 201 | 11KV VIRDEL GAOTHAN FEEDER | 094080 | 33/11KV DALWADE SUB-STATION
XD453552 | DLMS-Secure | 055 | TCPIP_DLMS | GSM | Feeder | 0558 | 202 | 11KV GANGESHWAR AG FEEDER | 094079 | 33/11KV ARAVE SUB-STATION
XD453530 | DLMS-Secure | 055 | TCPIP_DLMS | GSM | Feeder | 0558 | 201 | 11KV ARAVE GAOTHAN FEEDER | 094079 | 33/11KV ARAVE SUB-STATION
XD453557 | DLMS-Secure | 055 | TCPIP_DLMS | GSM | Feeder | 0558 | 202 | 11KV RANJANE AG FEEDER | 094080 | 33/11KV DALWADE SUB-STATION
XD453596 | DLMS-Secure | 055 | TCPIP_DLMS | GSM | Feeder | 0558 | 203 | 11KV JAKHANE AG FEEDER | 094079 | 33/11KV ARAVE SUB-STATION
08026735 | DLMS-Genus | 065 | TCPIP_DLMS | GSM | Feeder | 0558 | 207 | 11KV CHIMTHANE+VIRDEL GAOTHAN | 094005 | 33/11KV SHINDKHEDA SUB-STATION
XB462640 | DLMS-Secure | 055 | TCPIP_DLMS | GSM | Feeder | 0558 | 201 | 11KV TAMTHARE AG FEEDER | 094051 | 33/11KV SAWAI MUKTI SUB-STATION
XB462677 | DLMS-Secure | 055 | TCPIP_DLMS | GSM | Feeder | 0558 | 204 | 11KV ROHANE AG FEEDER | 094051 | 33/11KV SAWAI MUKTI SUB-STATION
18206157 | DLMS-LnT | 053 | TCPIP_DLMS | GSM | Feeder | 0558 | 202 | 11KV SAWAI MUKTI AG FEEDER | 094051 | 33/11KV SAWAI MUKTI SUB-STATION
18206152 | DLMS-LnT | 053 | TCPIP_DLMS | GSM | Feeder | 5550 | 202 | BHARWADE AG | 094030 | 33/11 KV ARTHE
18206143 | DLMS-LnT | 053 | TCPIP_DLMS | GSM | Feeder | 5550 | 207 | 11 KV ABHANPURA AG | 094015 | 33/11 KV VARUL S/STN
18206139 | DLMS-LnT | 053 | TCPIP_DLMS | GSM | Feeder | 5550 | 202 | JALOD AG | 094015 | 33/11 KV VARUL S/STN
18206155 | DLMS-LnT | 053 | TCPIP_DLMS | GSM | Feeder | 5550 | 202 | 11 KV CHANDASE AG | 094046 | 33/11 KV WADI S/ST
18206154 | DLMS-LnT | 053 | TCPIP_DLMS | GSM | Feeder | 5550 | 204 | NIMAZARI AG | 094046 | 33/11 KV WADI S/ST
X2103511 | DLMS-Secure | 055 | TCPIP_DLMS | GSM | Feeder | 5550 | 204 | KURESHI COTTON | 094065 | 33/11 KV Vikharan Tq.Shirpur
X2103579 | DLMS-Secure | 055 | TCPIP_DLMS | GSM | Feeder | 5550 | 208 | MADHUR FOOD PARK | 094046 | 33/11 KV WADI S/ST
X0402576 | DLMS-Secure | 055 | TCPIP_DLMS | GSM | Feeder | 5550 | 202 | MALKATAR | 094021 | 33/11 KV BORADI
X0402575 | DLMS-Secure | 055 | TCPIP_DLMS | GSM | Feeder | 5550 | 205 | UMARDA | 094021 | 33/11 KV BORADI
XB414473 | DLMS-Secure | 055 | TCPIP_DLMS | GSM | Feeder | 5550 | 206 | 11 KV WARZADI AG | 094056 | 33/11 KV FILTRATION PLANT SHIRPUR S/S
XC482346 | DLMS-Secure | 055 | TCPIP_DLMS | GSM | Feeder | 5550 | 208 | 11KV DONDWADA GAOTHAN FEEDER | 094021 | 33/11 KV BORADI
18206151 | DLMS-LnT | 053 | TCPIP_DLMS | GSM | Feeder | 5550 | 203 | 11 KV KUWE AG | 094046 | 33/11 KV WADI S/ST
X1093860 | DLMS-Secure | 055 | TCPIP_DLMS | GSM | Feeder | 5550 | 204 | BHAMPUR AG | 094015 | 33/11 KV VARUL S/STN
00567871 | DLMS-HPL | 076 | TCPIP_DLMS | GSM | Feeder | 5550 | 208 | 11 KV YOGESHWAR COLONY | 094002 | 33/11 KV SHIRPUR
00308801 | DLMS-HPL | 076 | TCPIP_DLMS | GSM | Feeder | 5550 | 202 | 11 KV KARWAND NAKA | 094002 | 33/11 KV SHIRPUR
00308809 | DLMS-HPL | 076 | TCPIP_DLMS | GSM | Feeder | 5550 | 204 | CHANDPURI AG | 094002 | 33/11 KV SHIRPUR
00308804 | DLMS-HPL | 076 | TCPIP_DLMS | GSM | Feeder | 5550 | 203 | 11 KV RUDAWALI | 094002 | 33/11 KV SHIRPUR
00309161 | DLMS-HPL | 076 | TCPIP_DLMS | GSM | Feeder | 5550 | 206 | 11 KV CHANDPURI GAOTHAN | 094002 | 33/11 KV SHIRPUR
X1093851 | DLMS-Secure | 055 | TCPIP_DLMS | GSM | Feeder | 5550 | 206 | 11 KV BHAMPUR GAOTHAN | 094015 | 33/11 KV VARUL S/STN
00309167 | DLMS-HPL | 076 | TCPIP_DLMS | GSM | Feeder | 5550 | 201 | 11 KV WADI GAOTHAN | 094046 | 33/11 KV WADI S/ST
13546869 | DLMS-LnT | 053 | TCPIP_DLMS | GSM | Feeder | 5550 | 201 | ARTHE AG | 094030 | 33/11 KV ARTHE
X0402574 | DLMS-Secure | 055 | TCPIP_DLMS | GSM | Feeder | 5550 | 201 | BORADI | 094021 | 33/11 KV BORADI
18206153 | DLMS-LnT | 053 | TCPIP_DLMS | GSM | Feeder | 5550 | 208 | ARTHE-WAGHADI AG | 094030 | 33/11 KV ARTHE
X1093876 | DLMS-Secure | 055 | TCPIP_DLMS | GSM | Feeder | 5550 | 208 | HINGNI AG | 094015 | 33/11 KV VARUL S/STN
XF443307 | DLMS-Secure | 055 | TCPIP_DLMS | GSM | Feeder | 5550 | 205 | 11KV KOLID AG | 094088 | 33/11 KV CHAKDU
02874815 | ElsterABT1800 | 057 | TCPIP_ElsterABT1800 | GSM | Feeder | 5550 | 210 | NREPL BAY-02 VARUL | 094015 | 33/11 KV VARUL S/STN
02874790 | ElsterABT1800 | 057 | TCPIP_ElsterABT1800 | GSM | Feeder | 5550 | 209 | NREPL BAY-01 VARUL | 094015 | 33/11 KV VARUL S/STN
05161722 | DLMS-HPL | 076 | TCPIP_DLMS | GSM | Feeder | 5550 | 203 | VIKHRAN AG | 094030 | 33/11 KV ARTHE
05161725 | DLMS-HPL | 076 | TCPIP_DLMS | GSM | Feeder | 5550 | 206 | 11 KV VIKHRAN GAOTHAN | 094030 | 33/11 KV ARTHE
05161724 | DLMS-HPL | 076 | TCPIP_DLMS | GSM | Feeder | 5550 | 205 | BHARAWADE GAOTHAN | 094030 | 33/11 KV ARTHE
05161723 | DLMS-HPL | 076 | TCPIP_DLMS | GSM | Feeder | 5550 | 204 | ARTHE GAOTHAN | 094030 | 33/11 KV ARTHE
00308810 | DLMS-HPL | 076 | TCPIP_DLMS | GSM | Feeder | 5550 | 207 | 11 KV EXPRESS FEEDER PWW | 094002 | 33/11 KV SHIRPUR
00308806 | DLMS-HPL | 076 | TCPIP_DLMS | GSM | Feeder | 5550 | 201 | 11 KV MAIN ROAD | 094002 | 33/11 KV SHIRPUR
00308808 | DLMS-HPL | 076 | TCPIP_DLMS | GSM | Feeder | 5550 | 205 | TOWN COLONY | 094002 | 33/11 KV SHIRPUR
15019165 | LnT | 053 | TCPIP_LnT_9600 | GSM | Feeder | 5550 | 203 | 11 KV MUKHED AG | 094065 | 33/11 KV Vikharan Tq.Shirpur
15019196 | LnT | 053 | TCPIP_LnT_9600 | GSM | Feeder | 5550 | 201 | 11 KV VIKHARAN-MUKHED GAVTHAN | 094065 | 33/11 KV Vikharan Tq.Shirpur
15019157 | LnT | 053 | TCPIP_LnT_9600 | GSM | Feeder | 5550 | 202 | 11 KV UKHALWADI AG | 094065 | 33/11 KV Vikharan Tq.Shirpur
X0402572 | DLMS-Secure | 055 | TCPIP_DLMS | GSM | Feeder | 5550 | 204 | 11 KV BORADI GAOTHAN | 094021 | 33/11 KV BORADI
00308495 | DLMS-HPL | 076 | TCPIP_DLMS | GSM | Feeder | 5550 | 203 | TEKWADE AG | 094015 | 33/11 KV VARUL S/STN
00567895 | DLMS-HPL | 076 | TCPIP_DLMS | GSM | Feeder | 5550 | 205 | 11 KV VARUL GAOTHAN | 094015 | 33/11 KV VARUL S/STN
05162596 | DLMS-HPL | 076 | TCPIP_DLMS | GSM | Feeder | 5550 | 207 | 11 KV TEMBHE AG | 094030 | 33/11 KV ARTHE
05162597 | DLMS-HPL | 076 | TCPIP_DLMS | GSM | Feeder | 5550 | 203 | WADI | 094021 | 33/11 KV BORADI
XB414467 | DLMS-Secure | 055 | TCPIP_DLMS | GSM | Feeder | 5550 | 203 | 11 KV K.G. ROAD | 094056 | 33/11 KV FILTRATION PLANT SHIRPUR S/S
XB414465 | DLMS-Secure | 055 | TCPIP_DLMS | GSM | Feeder | 5550 | 204 | 11 KV VIDYAVIHAR COLONY | 094056 | 33/11 KV FILTRATION PLANT SHIRPUR S/S
XB414472 | DLMS-Secure | 055 | TCPIP_DLMS | GSM | Feeder | 5550 | 205 | 11 KV JACKWEL EXP | 094056 | 33/11 KV FILTRATION PLANT SHIRPUR S/S
18206138 | DLMS-LnT | 053 | TCPIP_DLMS | GSM | Feeder | 5550 | 201 | VARUL AG | 094015 | 33/11 KV VARUL S/STN
X1237168 | DLMS-Secure | 055 | TCPIP_DLMS | GSM | Feeder | 5550 | 206 | 11 KV BALKUVE AG | 094046 | 33/11 KV WADI S/ST
X1237205 | DLMS-Secure | 055 | TCPIP_DLMS | GSM | Feeder | 5550 | 207 | 11 KV NANDARDE AG | 094046 | 33/11 KV WADI S/ST
XF443308 | DLMS-Secure | 055 | TCPIP_DLMS | GSM | Feeder | 5550 | 204 | 11 KV KOLID GAOTHAN. | 094088 | 33/11 KV CHAKDU
XF443306 | DLMS-Secure | 055 | TCPIP_DLMS | GSM | Feeder | 5550 | 201 | BORPANI MIX | 094088 | 33/11 KV CHAKDU
X0402558 | DLMS-Secure | 055 | TCPIP_DLMS | GSM | Feeder | 5576 | 206 | 11 KV ROHINI GAOTHAN | 094018 | 33/11 KV SULE
XB462639 | DLMS-Secure | 055 | TCPIP_DLMS | GSM | Feeder | 5576 | 202 | 11 KV WANAVAL AG | 094073 | 33/11 KV BALADE
16002779 | LnT | 053 | TCPIP_LnT_9600 | GSM | Feeder | 5576 | 202 | 11 KV BHATPURA CHAUFULI | 094068 | 33/11 KV BHATPURA
15010245 | LnT | 053 | TCPIP_LnT_9600 | GSM | Feeder | 5576 | 202 | 11 KV SHIRPUR BDK AG | 094067 | 33/11 KV KARWAND
X0494523 | DLMS-Secure | 055 | TCPIP_DLMS | GSM | Feeder | 5576 | 203 | 11 KV AMBE AG | 094077 | 33/11 KV ROHINI
X0400144 | DLMS-Secure | 055 | TCPIP_DLMS | GSM | Feeder | 5576 | 205 | 11 KV BABHULDE AG | 094073 | 33/11 KV BALADE
18206156 | DLMS-LnT | 053 | TCPIP_DLMS | GSM | Feeder | 5576 | 206 | 11 KV JATODA AG | 094041 | 33/11KV UNTAWAD
XH407135 | DLMS-Secure | 055 | TCPIP_DLMS | GSM | Feeder | 5576 | 206 | 11 KV UPPERPIND AG | 094073 | 33/11 KV BALADE
XH407130 | DLMS-Secure | 055 | TCPIP_DLMS | GSM | Feeder | 5576 | 204 | 11 KV JATODA GAOTHAN | 094073 | 33/11 KV BALADE
XH407161 | DLMS-Secure | 055 | TCPIP_DLMS | GSM | Feeder | 5576 | 203 | 11 KV GIDHADE GAOTHAN | 094073 | 33/11 KV BALADE
08023562 | DLMS-Genus | 065 | TCPIP_DLMS | GSM | Feeder | 5576 | 206 | 11 KV JAITPUR AG | 094011 | 33/11KV THALNER
X0494627 | DLMS-Secure | 055 | TCPIP_DLMS | GSM | Feeder | 5576 | 201 | 11 KV VARLA AG | 094077 | 33/11 KV ROHINI
X0494505 | DLMS-Secure | 055 | TCPIP_DLMS | GSM | Feeder | 5576 | 202 | 11 KV AMBE GAOTHAN | 094077 | 33/11 KV ROHINI
13550792 | DLMS-LnT | 053 | TCPIP_DLMS | GSM | Feeder | 5576 | 406 | 33 KV SOOTGIRNI | 097006 | 132 KV DAHIWAD
05162683 | DLMS-HPL | 076 | TCPIP_DLMS | GSM | Feeder | 5576 | 204 | 11 KV THALNER GAOTHAN | 094011 | 33/11KV THALNER
13550766 | DLMS-LnT | 053 | TCPIP_DLMS | GSM | Feeder | 5576 | 407 | 33 KV DYING & KNITTING EXPRESS | 097006 | 132 KV DAHIWAD
13550781 | DLMS-LnT | 053 | TCPIP_DLMS | GSM | Feeder | 5576 | 402 | 33 KV SHIRPUR GOLD | 097006 | 132 KV DAHIWAD
13550799 | DLMS-LnT | 053 | TCPIP_DLMS | GSM | Feeder | 5576 | 201 | 11 KV WAGHADI AG | 097006 | 132 KV DAHIWAD
X0400150 | DLMS-Secure | 055 | TCPIP_DLMS | GSM | Feeder | 5576 | 201 | 11 KV SHEMLYA AG | 094053 | 33/11 KV PANAKHED
X0400147 | DLMS-Secure | 055 | TCPIP_DLMS | GSM | Feeder | 5576 | 202 | 11 KV PALASNER GAOTHAN | 094053 | 33/11 KV PANAKHED
X0400692 | DLMS-Secure | 055 | TCPIP_DLMS | GSM | Feeder | 5576 | 204 | 11KV BABHALAJ GAOTHAN | 094033 | 33/11KV BABHALAJ
13546840 | DLMS-LnT | 053 | TCPIP_DLMS | GSM | Feeder | 5576 | 202 | 11 KV ROHINI AG | 094018 | 33/11 KV SULE
07425267 | LnT | 053 | TCPIP_LNT | GSM | Feeder | 5576 | 201 | 11 KV AADHE GAOTHAN | 094061 | 33/11 KV Aade S/St
16002798 | LnT | 053 | TCPIP_LnT_9600 | GSM | Feeder | 5576 | 201 | 11 KV NAGALWADI AG | 094068 | 33/11 KV BHATPURA
08063839 | LnT | 053 | TCPIP_LNT | GSM | Feeder | 5576 | 205 | 11 KV PADMAVATI IND | 097006 | 132 KV DAHIWAD
12629539 | DLMS-LnT | 053 | TCPIP_DLMS | GSM | Feeder | 5576 | 208 | 11KV KARWAND/DAHIWAD GAOTHAN | 097006 | 132 KV DAHIWAD
08063830 | LnT | 053 | TCPIP_LNT | GSM | Feeder | 5576 | 207 | 11 KV GARG | 097006 | 132 KV DAHIWAD
12629552 | DLMS-LnT | 053 | TCPIP_DLMS | GSM | Feeder | 5576 | 204 | 11 KV RHT AG | 097006 | 132 KV DAHIWAD
07424583 | LnT | 053 | TCPIP_LNT | GSM | Feeder | 5576 | 202 | 11 KV BABHALAJ AG | 094033 | 33/11KV BABHALAJ
00308863 | DLMS-HPL | 076 | TCPIP_DLMS | GSM | Feeder | 5576 | 205 | 11KV ASALI GAOTHAN | 094011 | 33/11KV THALNER
XB462836 | DLMS-Secure | 055 | TCPIP_DLMS | GSM | Feeder | 5576 | 205 | 11 KV SAKWAD AG | 094041 | 33/11KV UNTAWAD
07424425 | LnT | 053 | TCPIP_LNT | GSM | Feeder | 5576 | 203 | 11KV BHATPURA GAOTHAN | 094033 | 33/11KV BABHALAJ
06600744 | LnT | 053 | TCPIP_LNT | GSM | Feeder | 5576 | 202 | 11 KV GHODASGAON AG | 094029 | 33/11KV HOLNANTHE
07427260 | LnT | 053 | TCPIP_LNT | GSM | Feeder | 5576 | 205 | 11 KV JAPORA AG | 094029 | 33/11KV HOLNANTHE
07424493 | LnT | 053 | TCPIP_LNT | GSM | Feeder | 5576 | 201 | 11 KV AJANDE AG | 094029 | 33/11KV HOLNANTHE
07424424 | LnT | 053 | TCPIP_LNT | GSM | Feeder | 5576 | 201 | 11 KV BAHTPURA AG | 094033 | 33/11KV BABHALAJ
07038206 | LnT | 053 | TCPIP_LNT | GSM | Feeder | 5576 | 201 | 11 KV UNTAWAD AG | 094041 | 33/11KV UNTAWAD
13550745 | DLMS-LnT | 053 | TCPIP_DLMS | GSM | Feeder | 5576 | 203 | 11 KV DAHIWAD AG | 097006 | 132 KV DAHIWAD
X0402560 | DLMS-Secure | 055 | TCPIP_DLMS | GSM | Feeder | 5576 | 201 | 11 KV SANGVI AG | 094018 | 33/11 KV SULE
18206149 | DLMS-LnT | 053 | TCPIP_DLMS | GSM | Feeder | 5576 | 203 | 11 KV AADHE AG | 094061 | 33/11 KV Aade S/St
X0402585 | DLMS-Secure | 055 | TCPIP_DLMS | GSM | Feeder | 5576 | 203 | 11 KV BHORKHEDA AG | 094011 | 33/11KV THALNER
X0402559 | DLMS-Secure | 055 | TCPIP_DLMS | GSM | Feeder | 5576 | 204 | 11 KV HADAKHED CHECKPOST | 094018 | 33/11 KV SULE
X0402570 | DLMS-Secure | 055 | TCPIP_DLMS | GSM | Feeder | 5576 | 205 | 11 KV AJNAD AG | 094033 | 33/11KV BABHALAJ
X0402571 | DLMS-Secure | 055 | TCPIP_DLMS | GSM | Feeder | 5576 | 207 | 11 KV TARADI AG | 094033 | 33/11KV BABHALAJ
X1237130 | DLMS-Secure | 055 | TCPIP_DLMS | GSM | Feeder | 5576 | 203 | 11 KV PANAKHED AG | 094053 | 33/11 KV PANAKHED
X1237201 | DLMS-Secure | 055 | TCPIP_DLMS | GSM | Feeder | 5576 | 205 | 11 KV KHAIRKHUTI AG | 094053 | 33/11 KV PANAKHED
X1237179 | DLMS-Secure | 055 | TCPIP_DLMS | GSM | Feeder | 5576 | 204 | 11 KV PALASNER AG | 094053 | 33/11 KV PANAKHED
X1095259 | DLMS-Secure | 055 | TCPIP_DLMS | GSM | Feeder | 5576 | 202 | 11 KV ASALI AG | 097006 | 132 KV DAHIWAD
06600738 | LnT | 053 | TCPIP_LNT | GSM | Feeder | 5576 | 202 | 11 KV TAJPURI AG | 094061 | 33/11 KV Aade S/St
07409289 | LnT | 053 | TCPIP_LNT | GSM | Feeder | 5576 | 204 | 11 KV THALNER GAOTHAN | 094011 | 33/11KV THALNER
07038207 | LnT | 053 | TCPIP_LNT | GSM | Feeder | 5576 | 202 | 11 KV KHARDE GAOTHAN | 094041 | 33/11KV UNTAWAD
07424548 | LnT | 053 | TCPIP_LNT | GSM | Feeder | 5576 | 203 | 11KV BALDE GAOTHAN | 094041 | 33/11KV UNTAWAD
00308931 | DLMS-HPL | 076 | TCPIP_DLMS | GSM | Feeder | 5576 | 204 | 11 KV HOLNATHE GAOTHAN | 094029 | 33/11KV HOLNANTHE
15017595 | LnT | 053 | TCPIP_LnT_9600 | GSM | Feeder | 5576 | 203 | 11 KV NATWADE AG | 094067 | 33/11 KV KARWAND
15086529 | LnT | 053 | TCPIP_LnT_9600 | GSM | Feeder | 5576 | 206 | 11 KV NAGESHWAR AG | 094033 | 33/11KV BABHALAJ
05162682 | DLMS-HPL | 076 | TCPIP_DLMS | GSM | Feeder | 5576 | 202 | 11 KV HOLNANTHE AG | 094011 | 33/11KV THALNER
05162446 | DLMS-HPL | 076 | TCPIP_DLMS | GSM | Feeder | 5576 | 201 | 11 KV BORGAON AG | 094073 | 33/11 KV BALADE
16002799 | LnT | 053 | TCPIP_LnT_9600 | GSM | Feeder | 5576 | 203 | 11 KV AJNAD GAOTHAN | 094068 | 33/11 KV BHATPURA
00567933 | DLMS-HPL | 076 | TCPIP_DLMS | GSM | Feeder | 5576 | 201 | 11 KV THALNER AG | 094011 | 33/11KV THALNER
XC482354 | DLMS-Secure | 055 | TCPIP_DLMS | GSM | Feeder | 5576 | 203 | 11 KV SANGAVI GAOTHAN | 094018 | 33/11 KV SULE
13550742 | DLMS-LnT | 053 | TCPIP_DLMS | GSM | Feeder | 5576 | 408 | 33 KV BPCL | 097006 | 132 KV DAHIWAD
XB462675 | DLMS-Secure | 055 | TCPIP_DLMS | GSM | Feeder | 5576 | 203 | 11 KV PILODA GAOTHAN | 094029 | 33/11KV HOLNANTHE
15019187 | LnT | 053 | TCPIP_LnT_9600 | GSM | Feeder | 5576 | 201 | 11 KV HINGONIPADA GAOTHAN | 094067 | 33/11 KV KARWAND
X0494629 | DLMS-Secure | 055 | TCPIP_DLMS | GSM | Feeder | 0612 | 207 | 11 KV VARANGAON PWW | 124032 | 33/11 KV VELHALE
XE419519 | DLMS-Secure | 055 | TCPIP_DLMS | GSM | Feeder | 0612 | 209 | 11KV SAKEGAON GAVTHAN | 124041 | 33/11 KV SAKEGAON
08023739 | DLMS-Genus | 065 | TCPIP_DLMS | GSM | Feeder | 0612 | 204 | 11 KV SHINDI AG | 124032 | 33/11 KV VELHALE
X1294734 | DLMS-Secure | 055 | TCPIP_DLMS | GSM | Feeder | 0612 | 208 | 11KV JOGALKHEDA ( R ) | 124041 | 33/11 KV SAKEGAON
X1294744 | DLMS-Secure | 055 | TCPIP_DLMS | GSM | Feeder | 0612 | 205 | 11 KV SAKEGAON AG | 124041 | 33/11 KV SAKEGAON
X1093981 | DLMS-Secure | 055 | TCPIP_DLMS | GSM | Feeder | 0612 | 202 | 11 KV KINHI MIDC | 124145 | 33/11 KV Kinhi MIDC S/Stn.
X1444518 | DLMS-Secure | 055 | TCPIP_DLMS | GSM | Feeder | 0612 | 210 | 11 KV TRAUMA CARE CENTRE | 124041 | 33/11 KV SAKEGAON
05162128 | DLMS-HPL | 076 | TCPIP_DLMS | GSM | Feeder | 0612 | 203 | 11 KV SUNASGAON AG | 124040 | 33/11 KV CHORWAD
X1959598 | DLMS-Secure | 055 | TCPIP_DLMS | GSM | Feeder | 0612 | 205 | 11KV KHADKA GAVTHAN | 124145 | 33/11 KV Kinhi MIDC S/Stn.
05162125 | DLMS-HPL | 076 | TCPIP_DLMS | GSM | Feeder | 0612 | 206 | 11 KV SUNASGAON GAVTHAN | 124040 | 33/11 KV CHORWAD
X0399543 | DLMS-Secure | 055 | TCPIP_DLMS | GSM | Feeder | 0612 | 203 | 11 KV KHADKA ROAD | 127004 | 132/11 KV DEEPNAGAR SUBSTATION
12560428 | DLMS-LnT | 053 | TCPIP_DLMS | GSM | Feeder | 0612 | 204 | 11 KV RAILWAY EXPRESS | 124041 | 33/11 KV SAKEGAON
XB407010 | DLMS-Secure | 055 | TCPIP_DLMS | GSM | Feeder | 0612 | 204 | 11 KV KANHALE AG | 124145 | 33/11 KV Kinhi MIDC S/Stn.
XB406991 | DLMS-Secure | 055 | TCPIP_DLMS | GSM | Feeder | 0612 | 201 | 11 KV RMS COLONY | 124145 | 33/11 KV Kinhi MIDC S/Stn.
X1603024 | DLMS-Secure | 055 | TCPIP_DLMS | GSM | Feeder | 0612 | 207 | 11 KV OLD MIDC | 124145 | 33/11 KV Kinhi MIDC S/Stn.
XB406993 | DLMS-Secure | 055 | TCPIP_DLMS | GSM | Feeder | 0612 | 206 | 11KV KHADKA AG | 124145 | 33/11 KV Kinhi MIDC S/Stn.
XB431118 | DLMS-Secure | 055 | TCPIP_DLMS | GSM | Feeder | 0612 | 203 | 11KV VARADSIM AG | 124167 | 33/11 kV KURHA PN.
XB431117 | DLMS-Secure | 055 | TCPIP_DLMS | GSM | Feeder | 0612 | 201 | 11KV KURHA PN GAVATAHN NEW | 124167 | 33/11 kV KURHA PN.
X1959586 | DLMS-Secure | 055 | TCPIP_DLMS | GSM | Feeder | 0612 | 202 | 11 KV Velhale -Gaothan- | 124032 | 33/11 KV VELHALE
08023729 | DLMS-Genus | 065 | TCPIP_DLMS | GSM | Feeder | 0612 | 203 | 11 KV BOOSTER AG | 124032 | 33/11 KV VELHALE
05040941 | DLMS-HPL | 076 | TCPIP_DLMS | GSM | Feeder | 0612 | 403 | 33 KV GENCREST | 124145 | 33/11 KV Kinhi MIDC S/Stn.
00567259 | DLMS-HPL | 076 | TCPIP_DLMS | GSM | Feeder | 0612 | 207 | 11KV WANJOLA ROAD | 124041 | 33/11 KV SAKEGAON
X0400733 | DLMS-Secure | 055 | TCPIP_DLMS | GSM | Feeder | 0612 | 208 | 11 KV KURHA ROAD | 124040 | 33/11 KV CHORWAD
05037267 | DLMS-HPL | 076 | TCPIP_DLMS | GSM | Feeder | 0612 | 206 | 11 KV EXPRESS BTPS FLY ASH | 124032 | 33/11 KV VELHALE
05162127 | DLMS-HPL | 076 | TCPIP_LNT | GSM | Feeder | 0612 | 204 | 11 KV KURHA AG | 124040 | 33/11 KV CHORWAD
05162126 | DLMS-HPL | 076 | TCPIP_Secure | GSM | Feeder | 0612 | 207 | 11 KV KURHA GAVTHAN | 124040 | 33/11 KV CHORWAD
X1959588 | DLMS-Secure | 055 | TCPIP_Secure | GSM | Feeder | 0612 | 201 | 11 KV VELHALE - AG - | 124032 | 33/11 KV VELHALE
X1959585 | DLMS-Secure | 055 | TCPIP_Secure | GSM | Feeder | 0612 | 205 | SUSARI WATER SUPPLY | 124032 | 33/11 KV VELHALE
X1959587 | DLMS-Secure | 055 | TCPIP_Secure | GSM | Feeder | 0612 | 203 | 11 KV KINHI GAOTHAN | 124145 | 33/11 KV Kinhi MIDC S/Stn.
07328110 | LnT | 053 | TCPIP_LnT_9600 | GSM | Feeder | 0612 | 202 | 11 KV BHUSAWAL CITY | 124041 | 33/11 KV SAKEGAON
X1294736 | DLMS-Secure | 055 | TCPIP_DLMS | GSM | Feeder | 0612 | 203 | 11 KV SHANTINATH | 124041 | 33/11 KV SAKEGAON
08190070 | LnT | 053 | TCPIP_LNT | GSM | Feeder | 0612 | 206 | 11 KV MIDC PWW | 124041 | 33/11 KV SAKEGAON
X0051149 | DLMS-Secure | 055 | TCPIP_DLMS | GSM | Feeder | 0612 | 202 | 11KV KURHA PN AG NEW | 124167 | 33/11 kV KURHA PN.
X0399558 | DLMS-Secure | 055 | TCPIP_DLMS | GSM | Feeder | 0621 | 408 | 33 KV KHEDI PAHADI BABA | 127022 | KHEDI
X0401812 | DLMS-Secure | 055 | TCPIP_DLMS | GSM | Feeder | 0621 | 203 | 11 KV NAHATA FEEDER | 124139 | 33/11 KV Nahata Chauk
XF470594 | DLMS-Secure | 055 | TCPIP_DLMS | GSM | Feeder | 0621 | 204 | IDGAH | 124176 | 33/11 KV NEW MIDC GIS
17271565 | DLMS-LnT | 053 | TCPIP_DLMS | GSM | Feeder | 0621 | 201 | 11 KV TIMBER MARKET | 124139 | 33/11 KV Nahata Chauk
XG437209 | DLMS-Secure | 055 | TCPIP_DLMS | GSM | Feeder | 0621 | 201 | 11 KV MIDC | 124176 | 33/11 KV NEW MIDC GIS
XG438055 | DLMS-Secure | 055 | TCPIP_DLMS | GSM | Feeder | 0621 | 202 | 11 KV VARANGAON ROAD | 124176 | 33/11 KV NEW MIDC GIS
XG437211 | DLMS-Secure | 055 | TCPIP_DLMS | GSM | Feeder | 0621 | 203 | 11 KV NEW TOWN | 124176 | 33/11 KV NEW MIDC GIS
14764246 | DLMS-LnT | 053 | TCPIP_DLMS | GSM | Feeder | 0621 | 205 | JALGAONNAKA | 124150 | 33KV/11KV TAPI NAGAR SUB STATION
08023545 | DLMS-Genus | 065 | TCPIP_DLMS | GSM | Feeder | 0621 | 206 | GANESH COLONY | 124150 | 33KV/11KV TAPI NAGAR SUB STATION
12626311 | DLMS-LnT | 053 | TCPIP_DLMS | GSM | Feeder | 0621 | 202 | 11 KV PRERNA FEEDER | 124139 | 33/11 KV Nahata Chauk
14764248 | DLMS-LnT | 053 | TCPIP_DLMS | GSM | Feeder | 0621 | 204 | 11 KV VIKAS COLONY | 124139 | 33/11 KV Nahata Chauk
08023539 | DLMS-Genus | 065 | TCPIP_DLMS | GSM | Feeder | 0621 | 204 | SHANTINAGAR BHUSAWAL | 124150 | 33KV/11KV TAPI NAGAR SUB STATION
17271564 | DLMS-LnT | 053 | TCPIP_DLMS | GSM | Feeder | 0621 | 202 | TAPINAGAR | 124150 | 33KV/11KV TAPI NAGAR SUB STATION
XG437207 | DLMS-Secure | 055 | TCPIP_DLMS | GSM | Feeder | 0621 | 205 | 11 KV GADKARI NAGAR | 124176 | 33/11 KV NEW MIDC GIS
12626247 | DLMS-LnT | 053 | TCPIP_DLMS | GSM | Feeder | 0621 | 203 | COURT | 124150 | 33KV/11KV TAPI NAGAR SUB STATION
17271556 | DLMS-LnT | 053 | TCPIP_DLMS | GSM | Feeder | 0621 | 201 | RAILWAY EXPRESS BHUSAWAL | 124150 | 33KV/11KV TAPI NAGAR SUB STATION
X0400730 | DLMS-Secure | 055 | TCPIP_DLMS | GSM | Feeder | 0680 | 205 | 11 KV SHAHAPUR | 124042 | 33/11 KV JAMNER
X0401810 | DLMS-Secure | 055 | TCPIP_DLMS | GSM | Feeder | 0680 | 202 | 11KV AMBILHOL AG | 124119 | 33/11 KV GARKHEDA
X0402299 | DLMS-Secure | 055 | TCPIP_DLMS | GSM | Feeder | 0680 | 201 | 11 KV KHADAKI S.P | 124119 | 33/11 KV GARKHEDA
X0402298 | DLMS-Secure | 055 | TCPIP_DLMS | GSM | Feeder | 0680 | 203 | 11KV KHADGAON GAOTHAN | 124119 | 33/11 KV GARKHEDA
X0494588 | DLMS-Secure | 055 | TCPIP_DLMS | GSM | Feeder | 0680 | 205 | 11 KV GANGAPURI AG | 124119 | 33/11 KV GARKHEDA
X0494518 | DLMS-Secure | 055 | TCPIP_DLMS | GSM | Feeder | 0680 | 204 | 11 KV DOHARI AG | 124119 | 33/11 KV GARKHEDA
XB407011 | DLMS-Secure | 055 | TCPIP_DLMS | GSM | Feeder | 0680 | 202 | 11 KV KAPUSWADI | 124154 | 33/11 kv RANJANI SUBSTATION
08023728 | DLMS-Genus | 065 | TCPIP_DLMS | GSM | Feeder | 0680 | 207 | GARKHEDA GAOTHAN | 124042 | 33/11 KV JAMNER
MSB09996 | DLMS-Secure | 055 | TCPIP_DLMS | GSM | Feeder | 0680 | 204 | 11 KV JAMNER URBAN | 124042 | 33/11 KV JAMNER
07424406 | LnT | 053 | TCPIP_LNT | GSM | Feeder | 0680 | 203 | 11KV WADIKILLA GAOTHAN | 124035 | 33/11 KV MALDABHADI
07328109 | LnT | 053 | TCPIP_LNT | GSM | Feeder | 0680 | 202 | MALDABHADI FEEDER | 124035 | 33/11 KV MALDABHADI
MSB58459 | Secure | 055 | TCPIP_Secure | GSM | Feeder | 0680 | 205 | TONDAPUR GAOTHAN | 124038 | 33/11 KV FATTEPUR
00567903 | DLMS-HPL | 076 | TCPIP_DLMS | GSM | Feeder | 0680 | 207 | 11 KV TALEGAON GAVTHAN | 124034 | 33/11 KV TALEGAON
07427464 | LnT | 053 | TCPIP_LNT | GSM | Feeder | 0680 | 203 | 11 KV SHAHAPUR | 124034 | 33/11 KV TALEGAON
17223673 | DLMS-LnT | 053 | TCPIP_DLMS | GSM | Feeder | 0680 | 201 | 11 KV AMKHEDA | 124034 | 33/11 KV TALEGAON
X1083265 | DLMS-Secure | 055 | TCPIP_DLMS | GSM | Feeder | 0680 | 209 | 11 KV TAKARKHEDA GAOTHAN FEEDER | 124042 | 33/11 KV JAMNER
05037431 | DLMS-HPL | 076 | TCPIP_DLMS | GSM | Feeder | 0680 | 201 | 11 KV JAMNER -II | 124042 | 33/11 KV JAMNER
07424653 | LnT | 053 | TCPIP_LNT | GSM | Feeder | 0680 | 202 | 11 KV TALEGAON | 124034 | 33/11 KV TALEGAON
MSB09992 | Secure | 055 | TCPIP_Secure | GSM | Feeder | 0680 | 203 | 11 KV KEKATNIMBHORA | 124042 | 33/11 KV JAMNER
MSB09994 | Secure | 055 | TCPIP_Secure | GSM | Feeder | 0680 | 201 | 11 KV WAGHARI | 124035 | 33/11 KV MALDABHADI
08190067 | LnT | 053 | TCPIP_LNT | GSM | Feeder | 0680 | 201 | 11 KV FATTEPUR | 124038 | 33/11 KV FATTEPUR
MSB58487 | Secure | 055 | TCPIP_Secure | GSM | Feeder | 0680 | 203 | 11 KV TONDAPUR | 124038 | 33/11 KV FATTEPUR
MSB09945 | Secure | 055 | TCPIP_Secure | GSM | Feeder | 0680 | 206 | 11 KV KEKATNIMBHORA GAVTHAN | 124042 | 33/11 KV JAMNER
07425150 | LnT | 053 | TCPIP_LNT | GSM | Feeder | 0680 | 204 | 11 KV GODRI | 124038 | 33/11 KV FATTEPUR
07425147 | LnT | 053 | TCPIP_DLMS | GSM | Feeder | 0680 | 207 | GODRI GAOTHAN | 124038 | 33/11 KV FATTEPUR
MSB58445 | Secure | 055 | TCPIP_Secure | GSM | Feeder | 0680 | 206 | FATTEPUR GAOTHAN | 124038 | 33/11 KV FATTEPUR
00308239 | DLMS-HPL | 076 | TCPIP_DLMS | GSM | Feeder | 0680 | 202 | 11 KV GARKHEDA | 124042 | 33/11 KV JAMNER
XB434024 | DLMS-Secure | 055 | TCPIP_DLMS | GSM | Feeder | 0680 | 206 | 11 KV SHENGOLA | 124034 | 33/11 KV TALEGAON
X0400734 | DLMS-Secure | 055 | TCPIP_DLMS | GSM | Feeder | 0680 | 208 | EXPRESS FEEDER | 124042 | 33/11 KV JAMNER
XB434030 | DLMS-Secure | 055 | TCPIP_DLMS | GSM | Feeder | 0680 | 205 | 11 KV BHATI | 124034 | 33/11 KV TALEGAON
XB434021 | DLMS-Secure | 055 | TCPIP_DLMS | GSM | Feeder | 0680 | 204 | 11 KV SAMROD | 124034 | 33/11 KV TALEGAON
XB407006 | DLMS-Secure | 055 | TCPIP_DLMS | GSM | Feeder | 0680 | 203 | 11 KV NADRAHAVELI | 124154 | 33/11 kv RANJANI SUBSTATION
X2228797 | DLMS-Secure | 055 | TCPIP_DLMS | GSM | Feeder | 0680 | 209 | 11 KV CHINCHOLI GAVTHAN | 124038 | 33/11 KV FATTEPUR
X1705281 | DLMS-Secure | 055 | TCPIP_DLMS | GSM | Feeder | 0680 | 206 | 11 KV EXPRESS FEEDER STP PLANT | 124119 | 33/11 KV GARKHEDA
17271639 | LnT | 053 | TCPIP_DLMS | GSM | Feeder | 0680 | 204 | 11 KV MADANI NAGAR | 124180 | JAMNER IPDS
XD413772 | DLMS-Secure | 055 | TCPIP_DLMS | GSM | Feeder | 0680 | 202 | 11 KV OZAR GAVTHAN | 124180 | JAMNER IPDS
XD413936 | DLMS-Secure | 055 | TCPIP_DLMS | GSM | Feeder | 0680 | 201 | 11 KV OZAR AG | 124180 | JAMNER IPDS
17271549 | DLMS-LnT | 053 | TCPIP_DLMS | GSM | Feeder | 0680 | 203 | 11 KV LAHASAR AG | 124180 | JAMNER IPDS
08026879 | DLMS-Genus | 065 | TCPIP_DLMS | GSM | Feeder | 0680 | 208 | 11 KV DEULGAON FEEDER | 124038 | 33/11 KV FATTEPUR
08023532 | DLMS-Genus | 065 | TCPIP_DLMS | GSM | Feeder | 0680 | 202 | 11 KV WAKADI | 124038 | 33/11 KV FATTEPUR
XB406999 | DLMS-Secure | 055 | TCPIP_DLMS | GSM | Feeder | 0680 | 201 | 11 KV RANJANI | 124154 | 33/11 kv RANJANI SUBSTATION
XD413895 | DLMS-Secure | 055 | TCPIP_DLMS | GSM | Feeder | 0680 | 205 | 11 KV SHRIRAM NAGAR | 124180 | JAMNER IPDS
X0789984 | DLMS-Secure | 055 | TCPIP_DLMS | GSM | Feeder | 0680 | 203 | 11 KV KEKATNIMBHORA GAVTHAN | 124178 | 33/11 KV KEKTANIMBHORA
X0789968 | DLMS-Secure | 055 | TCPIP_DLMS | GSM | Feeder | 0680 | 202 | CHINCHKHEDA AG | 124178 | 33/11 KV KEKTANIMBHORA
X0789972 | DLMS-Secure | 055 | TCPIP_DLMS | GSM | Feeder | 0680 | 201 | HIWARKHEDA AG | 124178 | 33/11 KV KEKTANIMBHORA
XE585976 | DLMS-Secure | 055 | TCPIP_DLMS | GSM | Feeder | 8176 | 410 | 33 KV WAGHUR | 127015 | 132 KV PAHUR
00567227 | DLMS-HPL | 076 | TCPIP_DLMS | GSM | Feeder | 8176 | 201 | 11 KV NERI AG | 124030 | 33/11 KV NERI
05037434 | DLMS-HPL | 076 | TCPIP_DLMS | GSM | Feeder | 8176 | 206 | 11 KV JANGIPURA AG | 124039 | 33/11 KV SHENDURNI
07427470 | LnT | 053 | TCPIP_LNT | GSM | Feeder | 8176 | 202 | 11 KV SHENDURNI GAONTHAN | 124039 | 33/11 KV SHENDURNI
00567206 | DLMS-HPL | 076 | TCPIP_DLMS | GSM | Feeder | 8176 | 208 | 11 KV WAGHUR DAM | 124030 | 33/11 KV NERI
07427472 | LnT | 053 | TCPIP_LNT | GSM | Feeder | 8176 | 204 | 11 KV BILWADI AG. | 124039 | 33/11 KV SHENDURNI
07424487 | LnT | 053 | TCPIP_LNT | GSM | Feeder | 8176 | 202 | 11 KV MOHADI AG | 124030 | 33/11 KV NERI
MSB58482 | Secure | 055 | TCPIP_Secure | GSM | Feeder | 8176 | 203 | 11 KV NACHANKHEDA NEW | 124128 | 33/11 NACHANKHEDA
X0402300 | DLMS-Secure | 055 | TCPIP_DLMS | GSM | Feeder | 8176 | 205 | 11 KV MENGAON GAONTHAN | 124039 | 33/11 KV SHENDURNI
X0401808 | DLMS-Secure | 055 | TCPIP_DLMS | GSM | Feeder | 8176 | 202 | TONDAPUR AG | 124118 | 33/11 KV TONDAPUR
MSB09998 | Secure | 055 | TCPIP_Secure | GSM | Feeder | 8176 | 202 | 11 KV NANDRA PL | 124128 | 33/11 NACHANKHEDA
MSB58455 | Secure | 055 | TCPIP_Secure | GSM | Feeder | 8176 | 204 | 11KV MOHADI GAOTHAN | 124030 | 33/11 KV NERI
X1790634 | DLMS-Secure | 055 | TCPIP_DLMS | GSM | Feeder | 8176 | 204 | 11 KV GAD AG | 124118 | 33/11 KV TONDAPUR
X1790636 | DLMS-Secure | 055 | TCPIP_DLMS | GSM | Feeder | 8176 | 206 | 11KV WADALI AG | 124118 | 33/11 KV TONDAPUR
X2203264 | Secure | 055 | TCPIP_Secure | GSM | Feeder | 8176 | 205 | 11 KV KHARCHANA AG | 124159 | 33/11 KV PIMPALGAON ( GOLAIT )
XB406998 | DLMS-Secure | 055 | TCPIP_DLMS | GSM | Feeder | 8176 | 201 | 11 KV PIMPALGAON-BHAGDARA | 124159 | 33/11 KV PIMPALGAON ( GOLAIT )
XB407001 | DLMS-Secure | 055 | TCPIP_DLMS | GSM | Feeder | 8176 | 203 | 11 KV TAKALI | 124159 | 33/11 KV PIMPALGAON ( GOLAIT )
XB407016 | DLMS-Secure | 055 | TCPIP_DLMS | GSM | Feeder | 8176 | 202 | 11 KV SONALA AG | 124159 | 33/11 KV PIMPALGAON ( GOLAIT )
14764238 | DLMS-LnT | 053 | TCPIP_DLMS | GSM | Feeder | 8176 | 201 | 11 KV TONDAPUR GAOTHAN | 124118 | 33/11 KV TONDAPUR
X1790635 | DLMS-Secure | 055 | TCPIP_DLMS | GSM | Feeder | 8176 | 205 | 11KV DHALSINGI GAVTHAN | 124118 | 33/11 KV TONDAPUR
XB452257 | DLMS-Secure | 055 | TCPIP_DLMS | GSM | Feeder | 8176 | 207 | 11 KV INDUSTRIAL FEEDER | 124030 | 33/11 KV NERI
X1083247 | DLMS-Secure | 055 | TCPIP_DLMS | GSM | Feeder | 8176 | 206 | 11 KV CHINCHKHEDA | 124030 | 33/11 KV NERI
X1397235 | DLMS-Secure | 055 | TCPIP_DLMS | GSM | Feeder | 8176 | 207 | 11KV WAKOD GAOTHAN | 127015 | 132 KV PAHUR
17270476 | DLMS-LnT | 053 | TCPIP_DLMS | GSM | Feeder | 8176 | 206 | 11 KV PAHUR EXPRESS FEEDER | 127015 | 132 KV PAHUR
XC413609 | DLMS-Secure | 055 | TCPIP_DLMS | GSM | Feeder | 8176 | 205 | 11 KV LAKHOLI AG | 124128 | 33/11 NACHANKHEDA
XB489593 | DLMS-Secure | 055 | TCPIP_DLMS | GSM | Feeder | 8176 | 206 | 11 KV BHARADI NEW | 124128 | 33/11 NACHANKHEDA
X0402297 | DLMS-Secure | 055 | TCPIP_DLMS | GSM | Feeder | 8176 | 203 | 11 KV MENGAON AG. | 124039 | 33/11 KV SHENDURNI
X2203211 | DLMS-Secure | 055 | TCPIP_Secure | GSM | Feeder | 8176 | 204 | 11 KV PALADHI AG | 124159 | 33/11 KV PIMPALGAON ( GOLAIT )
X0239565 | DLMS-Secure | 055 | TCPIP_DLMS | GSM | Feeder | 8176 | 204 | 11 KV PALDHI GAOTHAN | 124128 | 33/11 NACHANKHEDA
X0401809 | DLMS-Secure | 055 | TCPIP_DLMS | GSM | Feeder | 8176 | 203 | BHARUDKHEDA AG | 124118 | 33/11 KV TONDAPUR
MSB58452 | Secure | 055 | TCPIP_Secure | GSM | Feeder | 8176 | 203 | 11 KV NERI GAVTHAN | 124030 | 33/11 KV NERI
MSB58485 | Secure | 055 | TCPIP_Secure | GSM | Feeder | 8176 | 201 | 11 KV EKULTI | 124128 | 33/11 NACHANKHEDA
05162013 | DLMS-HPL | 076 | TCPIP_DLMS | GSM | Feeder | 0580 | 208 | 11KV MEHUNBARE TOWN | 124005 | 33/11 KV MEHUNBARE
05162015 | DLMS-HPL | 076 | TCPIP_DLMS | GSM | Feeder | 0580 | 207 | 11 KV PALASARE GAOTHAN | 124005 | 33/11 KV MEHUNBARE
13045163 | LnT | 053 | TCPIP_LnT_9600 | GSM | Feeder | 0580 | 201 | 11 KV LONDHE MIX | 124136 | 33/11 KV DAHIWAD SUBSTATION
13045183 | LnT | 053 | TCPIP_LnT_9600 | GSM | Feeder | 0580 | 203 | RAJMANE AG | 124136 | 33/11 KV DAHIWAD SUBSTATION
00567800 | DLMS-HPL | 076 | TCPIP_DLMS | GSM | Feeder | 0580 | 204 | 11 KV BAHAL GAOTHAN | 124002 | 33/11 KV BAHAL
07427492 | LnT | 053 | TCPIP_LNT | GSM | Feeder | 0580 | 201 | 11 KV BORKHEDA | 124002 | 33/11 KV BAHAL
06600729 | LnT | 053 | TCPIP_LNT | GSM | Feeder | 0580 | 202 | 11 KV BAHAL AG | 124002 | 33/11 KV BAHAL
18206241 | DLMS-LnT | 053 | TCPIP_DLMS | GSM | Feeder | 0580 | 203 | 11 KV KUNZAR FEEDER | 124130 | 33/11 kV POHARA SUBSTATION
07425049 | LnT | 053 | TCPIP_LNT | GSM | Feeder | 0580 | 203 | 11 KV PALTHADI | 124005 | 33/11 KV MEHUNBARE
13045224 | LnT | 053 | TCPIP_LnT_9600 | GSM | Feeder | 0580 | 202 | 11 KV DAHIWAD GAOTHAN | 124136 | 33/11 KV DAHIWAD SUBSTATION
04576636 | DLMS-Genus | 065 | TCPIP_DLMS | GSM | Feeder | 0580 | 204 | ABHONE GAOTHAN | 124130 | 33/11 kV POHARA SUBSTATION
18206243 | DLMS-LnT | 053 | TCPIP_DLMS | GSM | Feeder | 0580 | 201 | 11 KV POHARA GAOTHAN | 124130 | 33/11 kV POHARA SUBSTATION
18206242 | DLMS-LnT | 053 | TCPIP_DLMS | GSM | Feeder | 0580 | 202 | 11 KV KALMADU AG | 124130 | 33/11 kV POHARA SUBSTATION
18206240 | DLMS-LnT | 053 | TCPIP_DLMS | GSM | Feeder | 0580 | 206 | 11 KV TARWADE | 124002 | 33/11 KV BAHAL
18206239 | DLMS-LnT | 053 | TCPIP_DLMS | GSM | Feeder | 0580 | 203 | 11 KV BHAWALI AG | 124002 | 33/11 KV BAHAL
05162012 | DLMS-HPL | 076 | TCPIP_DLMS | GSM | Feeder | 0580 | 202 | 11 KV MEHUNBARE AG | 124005 | 33/11 KV MEHUNBARE
X1959595 | DLMS-Secure | 055 | TCPIP_DLMS | GSM | Feeder | 0580 | 206 | 11 KV DAHIWAD AG | 124005 | 33/11 KV MEHUNBARE
X1959627 | DLMS-Secure | 055 | TCPIP_DLMS | GSM | Feeder | 0580 | 204 | 11 KV KHEDGAON | 124005 | 33/11 KV MEHUNBARE
05162014 | DLMS-HPL | 076 | TCPIP_DLMS | GSM | Feeder | 0580 | 205 | 11 KV JAMDA | 124005 | 33/11 KV MEHUNBARE
12626269 | DLMS-LnT | 053 | TCPIP_DLMS | GSM | Feeder | 8141 | 203 | 11 KV TAMBOLA AG | 124116 | 33/11 KV GANESHPUR S/STN
05037529 | DLMS-HPL | 076 | TCPIP_DLMS | GSM | Feeder | 8141 | 205 | 11 KV ADGAON GAOTHAN FEEDER | 124078 | 33/11 KV ADGAON
XF470602 | DLMS-Secure | 055 | TCPIP_DLMS | GSM | Feeder | 8141 | 207 | 11 KV VARKHEDE BARRAGE EXPRESS FEEDER | 124108 | 33/11 KV UMBERKHED S/STN
00308884 | DLMS-HPL | 076 | TCPIP_DLMS | GSM | Feeder | 8141 | 202 | 11 KV ALWADI GAOTHAN | 124003 | 33/11 KV PILKHOD S/STN
18206226 | DLMS-LnT | 053 | TCPIP_DLMS | GSM | Feeder | 8141 | 201 | 11 KV TALEGAON | 124004 | 33/11 kV TALEGAON S/STN
07427581 | LnT | 053 | TCPIP_LNT | GSM | Feeder | 8141 | 202 | 11 KV BRAHMANSHEVGE | 124078 | 33/11 KV ADGAON
00567901 | DLMS-HPL | 076 | TCPIP_DLMS | GSM | Feeder | 8141 | 201 | 11 KV TAKALI AG | 124003 | 33/11 KV PILKHOD S/STN
07409394 | LnT | 053 | TCPIP_LNT | GSM | Feeder | 8141 | 201 | 11 KV ADGAON | 124078 | 33/11 KV ADGAON
07409187 | LnT | 053 | TCPIP_LNT | GSM | Feeder | 8141 | 202 | 11 KV HATGAON | 124004 | 33/11 kV TALEGAON S/STN
00380203 | DLMS-HPL | 076 | TCPIP_DLMS | GSM | Feeder | 8141 | 204 | 11 KV DON GAOTHAN FEEDER | 124078 | 33/11 KV ADGAON
12626361 | DLMS-LnT | 053 | TCPIP_DLMS | GSM | Feeder | 8141 | 201 | 11 KV GIRNA FEEDER | 124108 | 33/11 KV UMBERKHED S/STN
07409395 | LnT | 053 | TCPIP_LNT | GSM | Feeder | 8141 | 203 | 11 KV UMBERKHED | 124078 | 33/11 KV ADGAON
00308241 | DLMS-HPL | 076 | TCPIP_DLMS | GSM | Feeder | 8141 | 201 | 11 KV PATANA AG | 124116 | 33/11 KV GANESHPUR S/STN
08026895 | DLMS-Genus | 065 | TCPIP_DLMS | GSM | Feeder | 8141 | 206 | 11 KV SAIGAON | 124003 | 33/11 KV PILKHOD S/STN
08023745 | DLMS-Genus | 065 | TCPIP_DLMS | GSM | Feeder | 8141 | 205 | 11 KV MANDURNE | 124003 | 33/11 KV PILKHOD S/STN
XB462646 | DLMS-Secure | 055 | TCPIP_DLMS | GSM | Feeder | 8141 | 201 | 11 KV GANGASHRAM | 124158 | 33/11 KV PIMPALGAON S/Stn CSN
XB462649 | DLMS-Secure | 055 | TCPIP_DLMS | GSM | Feeder | 8141 | 202 | 11 KV KARAJGAON | 124158 | 33/11 KV PIMPALGAON S/Stn CSN
X1083258 | DLMS-Secure | 055 | TCPIP_DLMS | GSM | Feeder | 8141 | 207 | 11 KV KAKADNE | 124003 | 33/11 KV PILKHOD S/STN
XB489532 | DLMS-Secure | 055 | TCPIP_DLMS | GSM | Feeder | 8141 | 205 | 11 KV BHAIROBA FEEDER | 124108 | 33/11 KV UMBERKHED S/STN
18206247 | DLMS-LnT | 053 | TCPIP_DLMS | GSM | Feeder | 8141 | 203 | 11 KV NAVEGAON | 124108 | 33/11 KV UMBERKHED S/STN
18206227 | DLMS-LnT | 053 | TCPIP_DLMS | GSM | Feeder | 8141 | 202 | 11KV SHIRASGAON AG | 124111 | 33/11 KV SHIRASGAON
18206248 | DLMS-LnT | 053 | TCPIP_DLMS | GSM | Feeder | 8141 | 206 | 11 KV DEOLI | 124078 | 33/11 KV ADGAON
18206246 | DLMS-LnT | 053 | TCPIP_DLMS | GSM | Feeder | 8141 | 202 | 11 KV VERKHEDA BK AG | 124108 | 33/11 KV UMBERKHED S/STN
18206244 | DLMS-LnT | 053 | TCPIP_DLMS | GSM | Feeder | 8141 | 203 | 11KV DESHMUKHWADI AG | 124111 | 33/11 KV SHIRASGAON
18206225 | DLMS-LnT | 053 | TCPIP_DLMS | GSM | Feeder | 8141 | 203 | 11 KV PIMPALWAD(ANDHARI) | 124004 | 33/11 kV TALEGAON S/STN
18206224 | DLMS-LnT | 053 | TCPIP_DLMS | GSM | Feeder | 8141 | 204 | 11 KV INDUSTRIAL FEEDER | 124004 | 33/11 kV TALEGAON S/STN
18206232 | DLMS-LnT | 053 | TCPIP_DLMS | GSM | Feeder | 8141 | 202 | 11 KV PIMPRI | 124116 | 33/11 KV GANESHPUR S/STN
18206231 | DLMS-LnT | 053 | TCPIP_DLMS | GSM | Feeder | 8141 | 203 | 11 KV UPKHED | 124003 | 33/11 KV PILKHOD S/STN
18206233 | DLMS-LnT | 053 | TCPIP_DLMS | GSM | Feeder | 8141 | 204 | 11 KV GANESHPUR GAOTHAN | 124116 | 33/11 KV GANESHPUR S/STN
18206230 | DLMS-LnT | 053 | TCPIP_DLMS | GSM | Feeder | 8141 | 204 | 11 KV PILKHOD | 124003 | 33/11 KV PILKHOD S/STN
18206245 | DLMS-LnT | 053 | TCPIP_DLMS | GSM | Feeder | 8141 | 201 | 11KV TALONDA AG | 124111 | 33/11 KV SHIRASGAON
XB489535 | DLMS-Secure | 055 | TCPIP_DLMS | GSM | Feeder | 8141 | 206 | 11 KV UMBERKHED GAOTHAN FEEDER | 124108 | 33/11 KV UMBERKHED S/STN
12626365 | DLMS-LnT | 053 | TCPIP_DLMS | GSM | Feeder | 8141 | 205 | 11 KV SHEVARI SINGLE PHASE | 124004 | 33/11 kV TALEGAON S/STN
XB462669 | DLMS-Secure | 055 | TCPIP_DLMS | GSM | Feeder | 8141 | 204 | 11 KV PIMPRI GAOTHAN FEEDER | 124111 | 33/11 KV SHIRASGAON
20233100 | DLMS-LnT | 053 | TCPIP_DLMS | GSM | Feeder | 8150 | 216 | GUJARAT AMBUJA EXPRESS FEEDER | 124140 | 33/11KV MIDC S/S CHALISGAON
XB489508 | DLMS-Secure | 055 | TCPIP_DLMS | GSM | Feeder | 8150 | 207 | 11 KV WAGHALI GAONTHAN FEEDER | 124001 | 33/11 KV WAGHALI S/S
04576838 | DLMS-Genus | 065 | TCPIP_DLMS | GSM | Feeder | 8150 | 208 | 11 KV CTM | 127002 | 132 KV CHALISGAON
X1959596 | DLMS-Secure | 055 | TCPIP_DLMS | GSM | Feeder | 8150 | 202 | 11 KV BHAMRE | 124001 | 33/11 KV WAGHALI S/S
X1959589 | DLMS-Secure | 055 | TCPIP_DLMS | GSM | Feeder | 8150 | 201 | 11 KV WAGHALI | 124001 | 33/11 KV WAGHALI S/S
15017582 | LnT | 053 | TCPIP_LnT_9600 | GSM | Feeder | 8150 | 202 | 11 KV HATALE AG | 124152 | 33/11KV HATALE SUBSTATION
07427584 | LnT | 053 | TCPIP_LNT | GSM | Feeder | 8150 | 202 | 11 KV RANJANGAON FEEEDER | 124080 | 33/11 KV SANGAVI S/S
02838956 | ElsterABT1800 | 057 | TCPIP_ElsterABT1800 | GSM | Feeder | 8150 | 704 | FERMI SOLAR | 127002 | 132 KV CHALISGAON
02838994 | ElsterABT1800 | 057 | TCPIP_ElsterABT1800 | GSM | Feeder | 8150 | 703 | JBM SOLAR | 127002 | 132 KV CHALISGAON
XB452003 | DLMS-Secure | 055 | TCPIP_DLMS | GSM | Feeder | 8150 | 203 | 11 KV BELADARWADI AG | 124170 | 33/11KV PIMPERKHED SUBSTATION
15017533 | LnT | 053 | TCPIP_LnT_9600 | GSM | Feeder | 8150 | 203 | 11 KV CHAMBHARDI AG | 124152 | 33/11KV HATALE SUBSTATION
15017554 | LnT | 053 | TCPIP_LnT_9600 | GSM | Feeder | 8150 | 201 | 11 KV HATALE GAOTHAN | 124152 | 33/11KV HATALE SUBSTATION
10009269 | LnT | 053 | TCPIP_LnT_9600 | GSM | Feeder | 8150 | 204 | 11KV VADGAON AG | 124126 | 33/11 KV BHORAS SUBSTATION
13045202 | LnT | 053 | TCPIP_LnT_9600 | GSM | Feeder | 8150 | 213 | 11 KV JUNE VIMANTAL | 124140 | 33/11KV MIDC S/S CHALISGAON
12626262 | DLMS-LnT | 053 | TCPIP_DLMS | GSM | Feeder | 8150 | 203 | 11 KV DHULE ROAD | 124126 | 33/11 KV BHORAS SUBSTATION
08026891 | DLMS-Genus | 065 | TCPIP_DLMS | GSM | Feeder | 8150 | 201 | 11 KV BHORAS | 124126 | 33/11 KV BHORAS SUBSTATION
X0399562 | DLMS-Secure | 055 | TCPIP_DLMS | GSM | Feeder | 8150 | 212 | 11 KV CABLE FEEDER | 127002 | 132 KV CHALISGAON
13546900 | DLMS-LnT | 053 | TCPIP_DLMS | GSM | Feeder | 8150 | 205 | 11 KV BANGAON | 124080 | 33/11 KV SANGAVI S/S
17223690 | DLMS-LnT | 053 | TCPIP_DLMS | GSM | Feeder | 8150 | 203 | 11KV OZAR GAOTHAN FEEDER | 124001 | 33/11 KV WAGHALI S/S
X0399550 | DLMS-Secure | 055 | TCPIP_DLMS | GSM | Feeder | 8150 | 403 | 33 KV FLASH BUTT WELDING PLANT | 127002 | 132 KV CHALISGAON
14764244 | DLMS-LnT | 053 | TCPIP_DLMS | GSM | Feeder | 8150 | 201 | 11 KV BODHARE | 124080 | 33/11 KV SANGAVI S/S
04576637 | DLMS-Genus | 065 | TCPIP_DLMS | GSM | Feeder | 8150 | 204 | 11 KV DAIRY | 127002 | 132 KV CHALISGAON
00308883 | DLMS-HPL | 076 | TCPIP_DLMS | GSM | Feeder | 8150 | 207 | 11 KV TOWN | 127002 | 132 KV CHALISGAON
13045128 | LnT | 053 | TCPIP_LnT_9600 | GSM | Feeder | 8150 | 212 | 11 KV INDUSTRIAL ESTATE DERABARDI | 124140 | 33/11KV MIDC S/S CHALISGAON
14017406 | LnT | 053 | TCPIP_LnT_9600 | GSM | Feeder | 8150 | 202 | 11KV CHALISGAON WATER SUPPLY EXPRESS | 124126 | 33/11 KV BHORAS SUBSTATION
09594287 | LnT | 053 | TCPIP_LnT_9600 | GSM | Feeder | 8150 | 206 | 11 KV RAHIPURI PWW EXPRESS | 124126 | 33/11 KV BHORAS SUBSTATION
XB462679 | DLMS-Secure | 055 | TCPIP_DLMS | GSM | Feeder | 8150 | 202 | 11 KV PIMPERKHED AG | 124170 | 33/11KV PIMPERKHED SUBSTATION
XB462635 | DLMS-Secure | 055 | TCPIP_DLMS | GSM | Feeder | 8150 | 201 | 11 KV PIMPERKHED GAOTHAN | 124170 | 33/11KV PIMPERKHED SUBSTATION
XB489517 | DLMS-Secure | 055 | TCPIP_DLMS | GSM | Feeder | 8150 | 205 | 11 KV WADALE | 124001 | 33/11 KV WAGHALI S/S
18206229 | DLMS-LnT | 053 | TCPIP_DLMS | GSM | Feeder | 8150 | 204 | 11KV BORKHEDA FEEDER | 124001 | 33/11 KV WAGHALI S/S
X0402283 | DLMS-Secure | 055 | TCPIP_DLMS | GSM | Feeder | 8150 | 205 | 11 KV VADGAON GAOTHAN | 124126 | 33/11 KV BHORAS SUBSTATION
XB489527 | DLMS-Secure | 055 | TCPIP_DLMS | GSM | Feeder | 8150 | 206 | 11 KV JAWALE | 124001 | 33/11 KV WAGHALI S/S
13045201 | LnT | 053 | TCPIP_LnT_9600 | GSM | Feeder | 8150 | 214 | 11 KV MIDC-II FEEDER | 124140 | 33/11KV MIDC S/S CHALISGAON
13045208 | LnT | 053 | TCPIP_LnT_9600 | GSM | Feeder | 8150 | 215 | 11 KV MIDC-I FEEDER | 124140 | 33/11KV MIDC S/S CHALISGAON
17271572 | DLMS-LnT | 053 | TCPIP_DLMS | GSM | Feeder | 0240 | 201 | GHAT ROAD | 124146 | CTM SUB STATION
11533142 | LnT | 053 | TCPIP_LnT_9600 | GSM | Feeder | 0240 | 203 | 11 KV TAKALI | 124146 | CTM SUB STATION
13045223 | LnT | 053 | TCPIP_LnT_9600 | GSM | Feeder | 0240 | 202 | HUDCO COLONY | 124146 | CTM SUB STATION
11533067 | LnT | 053 | TCPIP_LnT_9600 | GSM | Feeder | 0240 | 204 | 11KV PATONDA AG | 124146 | CTM SUB STATION
00308246 | DLMS-HPL | 076 | TCPIP_DLMS | GSM | Feeder | 5622 | 203 | LONDHAVE FEEDER | 124066 | 33/11 KV JANVA
13045207 | LnT | 053 | TCPIP_LnT_9600 | GSM | Feeder | 5622 | 204 | 11 KV SANENAGAR FEEDER | 124147 | 33/11 KV AMALNER URBAN S/S (RAPDRP)
13045147 | LnT | 053 | TCPIP_LnT_9600 | GSM | Feeder | 5622 | 201 | 11 KV TADEPURA FEEDER | 124147 | 33/11 KV AMALNER URBAN S/S (RAPDRP)
13045197 | LnT | 053 | TCPIP_LnT_9600 | GSM | Feeder | 5622 | 205 | 11 KV PRATAP MILL FEEDER | 124147 | 33/11 KV AMALNER URBAN S/S (RAPDRP)
X0399546 | DLMS-Secure | 055 | TCPIP_DLMS | GSM | Feeder | 5622 | 406 | 33KV WIPRO FEEDER | 127008 | 132 KV AMALNER S/ST.
17270484 | DLMS-LnT | 053 | TCPIP_DLMS | GSM | Feeder | 5622 | 209 | 11 kV Dheku Gavthan Feeder | 127008 | 132 KV AMALNER S/ST.
17270487 | DLMS-LnT | 053 | TCPIP_DLMS | GSM | Feeder | 5622 | 210 | 11 KV SHIRSAE GAVTHAN FEEDER | 127008 | 132 KV AMALNER S/ST.
17270483 | DLMS-LnT | 053 | TCPIP_DLMS | GSM | Feeder | 5622 | 207 | 11 KV DHEKU | 127008 | 132 KV AMALNER S/ST.
17270477 | DLMS-LnT | 053 | TCPIP_DLMS | GSM | Feeder | 5622 | 211 | 11 KV Fafora gavthan | 127008 | 132 KV AMALNER S/ST.
17270474 | DLMS-LnT | 053 | TCPIP_DLMS | GSM | Feeder | 5622 | 208 | 11 KV FAPORA | 127008 | 132 KV AMALNER S/ST.
XF470591 | DLMS-Secure | 055 | TCPIP_DLMS | GSM | Feeder | 5622 | 204 | 11 KV DANGAR GAOTHAN | 124066 | 33/11 KV JANVA
XF470196 | DLMS-Secure | 055 | TCPIP_DLMS | GSM | Feeder | 5622 | 210 | NEW RANAICHE GAVTHAN | 124066 | 33/11 KV JANVA
XC413576 | DLMS-Secure | 055 | TCPIP_DLMS | GSM | Feeder | 5622 | 202 | 11 KV SPARE FEEDER | 124186 | 33/11KV AMBARUSHI(TEKADI) SUB-STATION
13045126 | LnT | 053 | TCPIP_LnT_9600 | GSM | Feeder | 5622 | 206 | 11 KV WIPRO FEEDER | 124147 | 33/11 KV AMALNER URBAN S/S (RAPDRP)
14764235 | DLMS-LnT | 053 | TCPIP_DLMS | GSM | Feeder | 5622 | 206 | 11 KV LONDHAVE GAOTHAN | 124066 | 33/11 KV JANVA
XC413617 | DLMS-Secure | 055 | TCPIP_DLMS | GSM | Feeder | 5622 | 203 | 11 KV SAIBABA FEEDER | 124186 | 33/11KV AMBARUSHI(TEKADI) SUB-STATION
X0240388 | DLMS-Secure | 055 | TCPIP_DLMS | GSM | Feeder | 5622 | 201 | 11 KV SINDHI COLONY | 124186 | 33/11KV AMBARUSHI(TEKADI) SUB-STATION
XD413780 | DLMS-Secure | 055 | TCPIP_DLMS | GSM | Feeder | 5622 | 204 | 11 KV Galwade Gavthan Feeder | 124067 | 33/11 KV BHARWAS
08023740 | DLMS-Genus | 065 | TCPIP_DLMS | GSM | Feeder | 5622 | 207 | 11 KV PAILAD FEEDER | 124147 | 33/11 KV AMALNER URBAN S/S (RAPDRP)
17270486 | DLMS-LnT | 053 | TCPIP_DLMS | GSM | Feeder | 5622 | 203 | 11 KV M.I.D.C. MANGARUL | 127008 | 132 KV AMALNER S/ST.
17270485 | DLMS-LnT | 053 | TCPIP_DLMS | GSM | Feeder | 5622 | 201 | 11 KV SHIRSALE | 127008 | 132 KV AMALNER S/ST.
07038210 | LnT | 053 | TCPIP_LNT | GSM | Feeder | 5622 | 203 | 11 KV GALWADE | 124067 | 33/11 KV BHARWAS
12626344 | DLMS-LnT | 053 | TCPIP_DLMS | GSM | Feeder | 5622 | 204 | 11 KV JAVKHEDA AG | 124156 | 33/11 kv WAWADE SUBSTATION
00567881 | DLMS-HPL | 076 | TCPIP_DLMS | GSM | Feeder | 5622 | 206 | 11 KV KALAMBU | 124067 | 33/11 KV BHARWAS
00308247 | DLMS-HPL | 076 | TCPIP_DLMS | GSM | Feeder | 5622 | 202 | Ranaiche feeder | 124066 | 33/11 KV JANVA
07409426 | LnT | 053 | TCPIP_LNT | GSM | Feeder | 5622 | 201 | DANGAR FEEDER | 124066 | 33/11 KV JANVA
13045231 | LnT | 053 | TCPIP_LnT_9600 | GSM | Feeder | 5622 | 203 | 11 KV POWER HOUSE | 124147 | 33/11 KV AMALNER URBAN S/S (RAPDRP)
00567837 | DLMS-HPL | 076 | TCPIP_DLMS | GSM | Feeder | 5622 | 201 | 11 KV Bharwas-Pure AG- | 124067 | 33/11 KV BHARWAS
00567256 | DLMS-HPL | 076 | TCPIP_DLMS | GSM | Feeder | 5622 | 202 | 11 KV Wawade AG | 124156 | 33/11 kv WAWADE SUBSTATION
00567264 | DLMS-HPL | 076 | TCPIP_DLMS | GSM | Feeder | 5622 | 201 | 11 KV Wawade Gavthan | 124156 | 33/11 kv WAWADE SUBSTATION
07427295 | LnT | 053 | TCPIP_LNT | GSM | Feeder | 5622 | 202 | 11 KV Bharwas-Pure Gaothan- | 124067 | 33/11 KV BHARWAS
XE419511 | DLMS-Secure | 055 | TCPIP_DLMS | GSM | Feeder | 5657 | 201 | NEW NANDED AG | 124177 | DAHIWAD
X0402287 | DLMS-Secure | 055 | TCPIP_DLMS | GSM | Feeder | 5657 | 201 | 11KV ANTURLI GAONTHAN | 124127 | 33/11 KV ANTURLI (DHAR)
MSB09966 | Secure | 055 | TCPIP_Secure | GSM | Feeder | 5657 | 208 | 11 KV SHAHAPUR GAOTHAN | 124068 | 33/11 KV KALAMSARE
MSB09962 | Secure | 055 | TCPIP_Secure | GSM | Feeder | 5657 | 207 | 11 KV NIMB GAOTHAN | 124068 | 33/11 KV KALAMSARE
08023734 | DLMS-Genus | 065 | TCPIP_DLMS | GSM | Feeder | 5657 | 205 | 11 KV KALALI AG | 124068 | 33/11 KV KALAMSARE
XE419436 | DLMS-Secure | 055 | TCPIP_DLMS | GSM | Feeder | 5657 | 207 | 11 KV MUNGASE GAOTHAN | 124069 | 33/11 KV PATONDA
17271643 | DLMS-LnT | 053 | TCPIP_DLMS | GSM | Feeder | 5657 | 204 | 11 KV MUNGASE | 124069 | 33/11 KV PATONDA
07409322 | LnT | 053 | TCPIP_LNT | GSM | Feeder | 5657 | 202 | 11KV KURHE 1 PHASE | 124131 | 33/11 KV KURHE
00567226 | DLMS-HPL | 076 | TCPIP_DLMS | GSM | Feeder | 5657 | 201 | 11 KV JALOD | 124069 | 33/11 KV PATONDA
15019160 | LnT | 053 | TCPIP_LnT_9600 | GSM | Feeder | 5657 | 205 | 11 KV TAKARKHEDA AG | 124131 | 33/11 KV KURHE
MSB09960 | Secure | 055 | TCPIP_Secure | GSM | Feeder | 5657 | 201 | 11KV AMALGAON PURE AG | 124117 | 33/11KV GANDHALI SUBSTATION
X0402291 | DLMS-Secure | 055 | TCPIP_DLMS | GSM | Feeder | 5657 | 203 | 11 KV SHAHAPUR AG | 124068 | 33/11 KV KALAMSARE
MSB09941 | Secure | 055 | TCPIP_Secure | GSM | Feeder | 5657 | 202 | 11KV AMALGAON GAOTHAN | 124117 | 33/11KV GANDHALI SUBSTATION
MSB09938 | Secure | 055 | TCPIP_Secure | GSM | Feeder | 5657 | 203 | 11KV GANDHALI PURE AG | 124117 | 33/11KV GANDHALI SUBSTATION
X1083259 | DLMS-Secure | 055 | TCPIP_DLMS | GSM | Feeder | 5657 | 206 | KHAUSHI PURE AG | 124069 | 33/11 KV PATONDA
MSB09965 | Secure | 055 | TCPIP_Secure | GSM | Feeder | 5657 | 209 | 11 KV BOHARA GAOTHAN | 124068 | 33/11 KV KALAMSARE
17271638 | DLMS-LnT | 053 | TCPIP_DLMS | GSM | Feeder | 5657 | 203 | 11 KV PATONDA | 124069 | 33/11 KV PATONDA
08190141 | LnT | 053 | TCPIP_LNT | GSM | Feeder | 5657 | 204 | 11 KV BOHRA PURE AG | 124068 | 33/11 KV KALAMSARE
07409323 | LnT | 053 | TCPIP_LNT | GSM | Feeder | 5657 | 201 | 11 KV TAKARKHEDA | 124131 | 33/11 KV KURHE
07409361 | LnT | 053 | TCPIP_LNT | GSM | Feeder | 5657 | 202 | 11 KV NANDED | 124069 | 33/11 KV PATONDA
X0402312 | DLMS-Secure | 055 | TCPIP_DLMS | GSM | Feeder | 5657 | 204 | NATIONAL STONE CRUSHER | 124131 | 33/11 KV KURHE
XE419525 | DLMS-Secure | 055 | TCPIP_Secure | GSM | Feeder | 5657 | 202 | DAHIWAD GAOTHAN | 124177 | DAHIWAD
15019127 | LnT | 053 | TCPIP_LnT_9600 | GSM | Feeder | 5657 | 203 | NAGAON AGR | 124131 | 33/11 KV KURHE
X0789983 | DLMS-Secure | 055 | TCPIP_DLMS | GSM | Feeder | 5657 | 203 | MAULI AG | 124177 | DAHIWAD
14007145 | LnT | 053 | TCPIP_LnT_9600 | GSM | Feeder | 0233 | 203 | 11 KV Shere Punjab | 124149 | 33/11 KV Chopda Urban
XC447290 | DLMS-Secure | 055 | TCPIP_DLMS | GSM | Feeder | 0233 | 204 | GINNING FEEDER | 124091 | 33/11KV OLD POWER HOUSE
15003693 | LnT | 053 | TCPIP_LnT_9600 | GSM | Feeder | 0233 | 205 | 11 KV Adgaon Agri | 124076 | 33/11 KV VIRWADE
15010272 | LnT | 053 | TCPIP_LnT_9600 | GSM | Feeder | 0233 | 201 | 11 KV Virwade -Gaothan- | 124076 | 33/11 KV VIRWADE
00567184 | DLMS-HPL | 076 | TCPIP_DLMS | GSM | Feeder | 0233 | 201 | 11 KV VARGAVHAN GAVTHAN | 124077 | 33/11KV DHANORA
00567799 | DLMS-HPL | 076 | TCPIP_DLMS | GSM | Feeder | 0233 | 207 | 11KV PIMPRI | 124073 | 33/11 KV ADAWAD
07409239 | LnT | 053 | TCPIP_LNT | GSM | Feeder | 0233 | 202 | 11 KV Malapur | 124076 | 33/11 KV VIRWADE
13062928 | LnT | 053 | TCPIP_LnT_9600 | GSM | Feeder | 0233 | 204 | 11 KV Hareshwar | 124149 | 33/11 KV Chopda Urban
MSB09950 | Secure | 055 | TCPIP_Secure | GSM | Feeder | 0233 | 206 | 11 KV VARGAVHAN AGR | 124077 | 33/11KV DHANORA
04576812 | DLMS-Genus | 065 | TCPIP_DLMS | GSM | Feeder | 0233 | 203 | VARDI GAOTHAN | 124114 | 33/11 KV VARDI SUBSTATION
XF470593 | DLMS-Secure | 055 | TCPIP_DLMS | GSM | Feeder | 0233 | 201 | VARDI AGRI | 124074 | 33/11 KV MANGARUL
08026878 | DLMS-Genus | 065 | TCPIP_DLMS | GSM | Feeder | 0233 | 204 | 11 KV Khedi Bhokari | 124074 | 33/11 KV MANGARUL
04576837 | DLMS-Genus | 065 | TCPIP_DLMS | GSM | Feeder | 0233 | 203 | 11 KV AKULKHEDA GAOTHAN | 124091 | 33/11KV OLD POWER HOUSE
XG476860 | DLMS-Secure | 055 | TCPIP_DLMS | GSM | Feeder | 0233 | 204 | 11KV UNAPDEV AG | 124114 | 33/11 KV VARDI SUBSTATION
X1257110 | DLMS-Secure | 055 | TCPIP_DLMS | GSM | Feeder | 0233 | 203 | 11 KV Akulkheda | 127011 | 132 KV CHOPDA
04576623 | DLMS-Genus | 065 | TCPIP_DLMS | GSM | Feeder | 0233 | 202 | 11 KV Mangarul -Gaothan- | 124074 | 33/11 KV MANGARUL
05162030 | DLMS-HPL | 076 | TCPIP_DLMS | GSM | Feeder | 0233 | 201 | Vatar Agri | 124073 | 33/11 KV ADAWAD
05162028 | DLMS-HPL | 076 | TCPIP_DLMS | GSM | Feeder | 0233 | 202 | 11 KV Shevra | 124073 | 33/11 KV ADAWAD
05162029 | DLMS-HPL | 076 | TCPIP_DLMS | GSM | Feeder | 0233 | 205 | 11 KV UNAPDEV | 124073 | 33/11 KV ADAWAD
05162027 | DLMS-HPL | 076 | TCPIP_DLMS | GSM | Feeder | 0233 | 206 | 11KV ADAWAD GAOTHAN | 124073 | 33/11 KV ADAWAD
04576818 | DLMS-Genus | 065 | TCPIP_DLMS | GSM | Feeder | 0233 | 202 | 11 KV AKULKHEDA AGR | 124091 | 33/11KV OLD POWER HOUSE
X1093968 | DLMS-Secure | 055 | TCPIP_DLMS | GSM | Feeder | 0233 | 201 | 11 KV VARAD FEEDER | 124091 | 33/11KV OLD POWER HOUSE
05162026 | DLMS-HPL | 076 | TCPIP_DLMS | GSM | Feeder | 0233 | 204 | Vatar Gaothan | 124073 | 33/11 KV ADAWAD
XC427802 | DLMS-Secure | 055 | TCPIP_DLMS | GSM | Feeder | 0233 | 206 | SHIV COLONY FEEDER | 124091 | 33/11KV OLD POWER HOUSE
X1960221 | DLMS-Secure | 055 | TCPIP_DLMS | GSM | Feeder | 0233 | 413 | 33 KV SHIVKRUPA COTSPEEN | 127011 | 132 KV CHOPDA
X0400155 | DLMS-Secure | 055 | TCPIP_DLMS | GSM | Feeder | 0233 | 203 | 11 KV RUKHANKHEDA | 124073 | 33/11 KV ADAWAD
X1996242 | DLMS-Secure | 055 | TCPIP_DLMS | GSM | Feeder | 0233 | 207 | 11 KV CHOPDA WATER SUPPLY FEEDER | 124076 | 33/11 KV VIRWADE
17271554 | DLMS-LnT | 053 | TCPIP_DLMS | GSM | Feeder | 0233 | 204 | Pargaon Agri | 124077 | 33/11KV DHANORA
X0402293 | DLMS-Secure | 055 | TCPIP_DLMS | GSM | Feeder | 0233 | 208 | 11 KV KHARDI AGR | 124073 | 33/11 KV ADAWAD
X0402292 | DLMS-Secure | 055 | TCPIP_DLMS | GSM | Feeder | 0233 | 203 | 11 KV Adawad | 124074 | 33/11 KV MANGARUL
X0402295 | DLMS-Secure | 055 | TCPIP_DLMS | GSM | Feeder | 0233 | 201 | 11 KV VADATI | 124114 | 33/11 KV VARDI SUBSTATION
X0402294 | DLMS-Secure | 055 | TCPIP_DLMS | GSM | Feeder | 0233 | 203 | 11 KV VIRWADE AGR | 124076 | 33/11 KV VIRWADE
X0402296 | DLMS-Secure | 055 | TCPIP_DLMS | GSM | Feeder | 0233 | 202 | 11 KV VISHNAPUR | 124114 | 33/11 KV VARDI SUBSTATION
X0402284 | DLMS-Secure | 055 | TCPIP_DLMS | GSM | Feeder | 0233 | 208 | 11 KV Devgaon | 124077 | 33/11KV DHANORA
X0402290 | DLMS-Secure | 055 | TCPIP_DLMS | GSM | Feeder | 0233 | 207 | Dhanora Gaothan | 124077 | 33/11KV DHANORA
X0402285 | DLMS-Secure | 055 | TCPIP_DLMS | GSM | Feeder | 0233 | 205 | 11 KV Panchak | 124077 | 33/11KV DHANORA
X0402289 | DLMS-Secure | 055 | TCPIP_DLMS | GSM | Feeder | 0233 | 202 | 11 KV Moharad | 124077 | 33/11KV DHANORA
XF470592 | DLMS-Secure | 055 | TCPIP_DLMS | GSM | Feeder | 0233 | 209 | 11 KV LONI AG | 124077 | 33/11KV DHANORA
XD452907 | DLMS-Secure | 055 | TCPIP_DLMS | GSM | Feeder | 0233 | 209 | 11 KV CHANDSANI GAVTHAN | 124073 | 33/11 KV ADAWAD
XC439974 | DLMS-Secure | 055 | TCPIP_DLMS | GSM | Feeder | 0233 | 205 | SWAMINARAYAN FEEDER | 124091 | 33/11KV OLD POWER HOUSE
13062923 | LnT | 053 | TCPIP_LnT_9600 | GSM | Feeder | 0233 | 206 | 11 KV CHOPDA URBAN | 124149 | 33/11 KV Chopda Urban
MSB09956 | Secure | 055 | TCPIP_Secure | GSM | Feeder | 0233 | 203 | 11 KV Bidgaon | 124077 | 33/11KV DHANORA
13045191 | LnT | 053 | TCPIP_LnT_9600 | GSM | Feeder | 0233 | 205 | 11 KV KATHORA FEEDER | 124149 | 33/11 KV Chopda Urban
13062907 | LnT | 053 | TCPIP_LnT_9600 | GSM | Feeder | 0233 | 202 | 11 KV Pankaj Nagar | 124149 | 33/11 KV Chopda Urban
13045212 | LnT | 053 | TCPIP_LnT_9600 | GSM | Feeder | 0233 | 201 | 11 KV MIDC FEEDER | 124149 | 33/11 KV Chopda Urban
15010262 | LnT | 053 | TCPIP_LnT_9600 | GSM | Feeder | 0233 | 204 | Adgaon -Gaothan- | 124076 | 33/11 KV VIRWADE
07425225 | LnT | 053 | TCPIP_LNT | GSM | Feeder | 8192 | 202 | 11 KV UMARTI MIX FEEDER | 124075 | 33/11 KV LASUR
X0402325 | DLMS-Secure | 055 | TCPIP_DLMS | GSM | Feeder | 8192 | 202 | 11 Kv Mohida Gavthan | 124092 | 33/11 KV MOHIDA S/STN
00567815 | DLMS-HPL | 076 | TCPIP_DLMS | GSM | Feeder | 8192 | 206 | 11 Kv Ganpur Gavthan | 124072 | 33/11 KV GALANGI
00567200 | DLMS-HPL | 076 | TCPIP_DLMS | GSM | Feeder | 8192 | 202 | 11 Kv Nimgavan Gaonthan | 124070 | 33/11 KV NIMGAVHAN
00567805 | DLMS-HPL | 076 | TCPIP_DLMS | GSM | Feeder | 8192 | 204 | 11 kV Ganapati Feeder | 124093 | 33/11 KV KURWEL S/STN
00567887 | DLMS-HPL | 076 | TCPIP_DLMS | GSM | Feeder | 8192 | 201 | 11 kV Mamalda GFSS | 124162 | 33/11 kV Mamalada Sub Station
00567804 | DLMS-HPL | 076 | TCPIP_DLMS | GSM | Feeder | 8192 | 208 | ANAWARDE FEEDER | 124071 | 33/11 KV HATED
13546894 | DLMS-LnT | 053 | TCPIP_DLMS | GSM | Feeder | 8192 | 202 | MAHADEO MANDIR AG | 124162 | 33/11 kV Mamalada Sub Station
14764247 | DLMS-LnT | 053 | TCPIP_DLMS | GSM | Feeder | 8192 | 203 | 11 KV MAMLADA AG | 124162 | 33/11 kV Mamalada Sub Station
05037589 | DLMS-HPL | 076 | TCPIP_DLMS | GSM | Feeder | 8192 | 201 | 11 Kv Chahardi Gavthan Feeder | 124129 | 33/11 Kv Chahardi S/sn
05037213 | DLMS-HPL | 076 | TCPIP_DLMS | GSM | Feeder | 8192 | 207 | 11 Kv Veloda Agr | 124072 | 33/11 KV GALANGI
05037009 | DLMS-HPL | 076 | TCPIP_DLMS | GSM | Feeder | 8192 | 206 | 11 kV Sampule AGR | 124093 | 33/11 KV KURWEL S/STN
13546895 | DLMS-LnT | 053 | TCPIP_DLMS | GSM | Feeder | 8192 | 203 | 11 KV Ghodgaon-Pure AG- | 124072 | 33/11 KV GALANGI
08023736 | DLMS-Genus | 065 | TCPIP_DLMS | GSM | Feeder | 8192 | 208 | 11 Kv Chunchale Agr | 124075 | 33/11 KV LASUR
08026872 | DLMS-Genus | 065 | TCPIP_DLMS | GSM | Feeder | 8192 | 207 | 11 Kv Maratha Agr | 124075 | 33/11 KV LASUR
XE419506 | DLMS-Secure | 055 | TCPIP_DLMS | GSM | Feeder | 8192 | 212 | 11 KV BHARDU GAOTHAN | 124071 | 33/11 KV HATED
08026875 | DLMS-Genus | 065 | TCPIP_DLMS | GSM | Feeder | 8192 | 203 | 11 Kv Gorgawale AG | 124081 | 33/11 KV GORGAWALE
X0401821 | DLMS-Secure | 055 | TCPIP_DLMS | GSM | Feeder | 8192 | 209 | 11 KV HATED AG | 124075 | 33/11 KV LASUR
X1083252 | DLMS-Secure | 055 | TCPIP_DLMS | GSM | Feeder | 8192 | 201 | 11 KV Lasur Agr | 124075 | 33/11 KV LASUR
X1094004 | DLMS-Secure | 055 | TCPIP_DLMS | GSM | Feeder | 8192 | 201 | 11 KV Vitner | 124072 | 33/11 KV GALANGI
X1093974 | DLMS-Secure | 055 | TCPIP_DLMS | GSM | Feeder | 8192 | 203 | 11 KV Karjane Agr | 124075 | 33/11 KV LASUR
XE482446 | DLMS-Secure | 055 | TCPIP_DLMS | GSM | Feeder | 8192 | 208 | 11 KV KOLAMBA GAOTHAN | 124081 | 33/11 KV GORGAWALE
XE419449 | DLMS-Secure | 055 | TCPIP_DLMS | GSM | Feeder | 8192 | 209 | 11 Kv Galwade Agr | 124071 | 33/11 KV HATED
X1959457 | DLMS-Secure | 055 | TCPIP_DLMS | GSM | Feeder | 8192 | 201 | 11 kv Tawase Ag | 124070 | 33/11 KV NIMGAVHAN
X1959111 | DLMS-Secure | 055 | TCPIP_DLMS | GSM | Feeder | 8192 | 203 | 11 KV Dondwade | 124070 | 33/11 KV NIMGAVHAN
X1959110 | DLMS-Secure | 055 | TCPIP_DLMS | GSM | Feeder | 8192 | 210 | 11 Kv Ghadwel Agr | 124071 | 33/11 KV HATED
X1959113 | DLMS-Secure | 055 | TCPIP_DLMS | GSM | Feeder | 8192 | 205 | 11 Kv Ghodgaon Gaothan | 124072 | 33/11 KV GALANGI
X1959459 | DLMS-Secure | 055 | TCPIP_DLMS | GSM | Feeder | 8192 | 201 | 11 Kv Mohida Agr | 124092 | 33/11 KV MOHIDA S/STN
X1959458 | DLMS-Secure | 055 | TCPIP_DLMS | GSM | Feeder | 8192 | 203 | 11 Kv Ajantisim Agr | 124092 | 33/11 KV MOHIDA S/STN
X1959455 | DLMS-Secure | 055 | TCPIP_DLMS | GSM | Feeder | 8192 | 204 | 11 Kv Vadhoda Gavthan | 124092 | 33/11 KV MOHIDA S/STN
X1959114 | DLMS-Secure | 055 | TCPIP_DLMS | GSM | Feeder | 8192 | 202 | 11 Kv Vadgaon | 124081 | 33/11 KV GORGAWALE
X1959112 | DLMS-Secure | 055 | TCPIP_DLMS | GSM | Feeder | 8192 | 201 | Kurwel Gaothan | 124093 | 33/11 KV KURWEL S/STN
X1959456 | DLMS-Secure | 055 | TCPIP_DLMS | GSM | Feeder | 8192 | 203 | 11 Kv Tawase Ag | 124093 | 33/11 KV KURWEL S/STN
X0401820 | DLMS-Secure | 055 | TCPIP_DLMS | GSM | Feeder | 8192 | 204 | Lasur Gaothan | 124075 | 33/11 KV LASUR
X0401817 | DLMS-Secure | 055 | TCPIP_DLMS | GSM | Feeder | 8192 | 201 | 11 KV Bhardu | 124071 | 33/11 KV HATED
X0402326 | DLMS-Secure | 055 | TCPIP_DLMS | GSM | Feeder | 8192 | 206 | 11 Kv Anawarde Agr | 124092 | 33/11 KV MOHIDA S/STN
X0401819 | DLMS-Secure | 055 | TCPIP_DLMS | GSM | Feeder | 8192 | 206 | 11 Kv Krishnapur Agr | 124075 | 33/11 KV LASUR
X0402324 | DLMS-Secure | 055 | TCPIP_DLMS | GSM | Feeder | 8192 | 205 | 11 Kv Vaddhoda Agr | 124092 | 33/11 KV MOHIDA S/STN
XE419520 | DLMS-Secure | 055 | TCPIP_DLMS | GSM | Feeder | 8192 | 203 | 11 KV Kajipura Agr | 124071 | 33/11 KV HATED
X0402323 | DLMS-Secure | 055 | TCPIP_DLMS | GSM | Feeder | 8192 | 202 | 11 KV Chahardi Agr | 124129 | 33/11 Kv Chahardi S/sn
X0402286 | DLMS-Secure | 055 | TCPIP_DLMS | GSM | Feeder | 8192 | 206 | 11 Kv Kajipura Gavthan | 124071 | 33/11 KV HATED
X0402322 | DLMS-Secure | 055 | TCPIP_DLMS | GSM | Feeder | 8192 | 203 | 11 KV GHADWEL AGR FEEDER | 124129 | 33/11 Kv Chahardi S/sn
13546780 | DLMS-LnT | 053 | TCPIP_DLMS | GSM | Feeder | 8192 | 202 | 11 KV BHAVER | 124072 | 33/11 KV GALANGI
X0401818 | DLMS-Secure | 055 | TCPIP_DLMS | GSM | Feeder | 8192 | 205 | Hated Gaothan | 124071 | 33/11 KV HATED
XC413560 | DLMS-Secure | 055 | TCPIP_DLMS | GSM | Feeder | 8192 | 202 | 11 Kv Shendani AGR | 124172 | 33/11 KV BUDHGAON
XC413621 | DLMS-Secure | 055 | TCPIP_DLMS | GSM | Feeder | 8192 | 201 | 11 KV BUDHGAON GFSS | 124172 | 33/11 KV BUDHGAON
XC413623 | DLMS-Secure | 055 | TCPIP_DLMS | GSM | Feeder | 8192 | 203 | 11 kV Vichkheda AGR | 124172 | 33/11 KV BUDHGAON
MSB11365 | Secure | 055 | TCPIP_Secure | GSM | Feeder | 8192 | 205 | 11 Kv Khedi Bhokri Gavthan | 124081 | 33/11 KV GORGAWALE
04576813 | DLMS-Genus | 065 | TCPIP_DLMS | GSM | Feeder | 8192 | 202 | Kurwel Ag | 124093 | 33/11 KV KURWEL S/STN
04576633 | DLMS-Genus | 065 | TCPIP_DLMS | GSM | Feeder | 8192 | 205 | 11 kV Dhanwadi AGR feeder | 124093 | 33/11 KV KURWEL S/STN
00567832 | DLMS-HPL | 076 | TCPIP_DLMS | GSM | Feeder | 8192 | 202 | 11 KV Ganpur Agr | 124071 | 33/11 KV HATED
00567839 | DLMS-HPL | 076 | TCPIP_DLMS | GSM | Feeder | 8192 | 204 | 11 KV WALKI | 124071 | 33/11 KV HATED
MSB09985 | Secure | 055 | TCPIP_Secure | GSM | Feeder | 8192 | 204 | 11 KV GHUMAWAL GAVTHAN FEEDER | 124081 | 33/11 KV GORGAWALE
08190050 | LnT | 053 | TCPIP_LNT | GSM | Feeder | 8192 | 201 | Gorgawale Gaonthan | 124081 | 33/11 KV GORGAWALE
14764253 | DLMS-LnT | 053 | TCPIP_DLMS | GSM | Feeder | 8192 | 206 | 11 KV Vadgaon Kh Ag Feeder | 124081 | 33/11 KV GORGAWALE
X0402288 | DLMS-Secure | 055 | TCPIP_DLMS | GSM | Feeder | 5614 | 207 | 11KV SAKRE INDUSTRIAL | 124063 | 33/11 KV SALVA
XC447279 | DLMS-Secure | 055 | TCPIP_DLMS | GSM | Feeder | 5614 | 205 | 11 KV GINNING FEEDER | 124135 | 33/11KV APDRP DHARANGAON S/S
12626270 | DLMS-LnT | 053 | TCPIP_DLMS | GSM | Feeder | 5614 | 206 | 11 KV REL GFSS | 125113 | 33/11 KV CHANDSAR
XF470192 | DLMS-Secure | 055 | TCPIP_DLMS | GSM | Feeder | 5614 | 206 | 11KV GANGAPURI AG | 125112 | 33/11 KV SONWAD
XE482479 | DLMS-Secure | 055 | TCPIP_DLMS | GSM | Feeder | 5614 | 210 | 11 KV DONGAON GFSS | 124062 | 33/11 KV PALDHI
05162021 | DLMS-HPL | 076 | TCPIP_DLMS | GSM | Feeder | 5614 | 204 | 11 KV SALWA GFSS | 124063 | 33/11 KV SALVA
05162023 | DLMS-HPL | 076 | TCPIP_LNT | GSM | Feeder | 5614 | 208 | 11 KV HINGONA | 124079 | 33/11 KV BHOD
X1094069 | DLMS-Secure | 055 | TCPIP_DLMS | GSM | Feeder | 5614 | 201 | 11 KV PALDHI | 124062 | 33/11 KV PALDHI
13045188 | LnT | 053 | TCPIP_DLMS | GSM | Feeder | 5614 | 202 | 11KV CHINTAMAN MOURYA NAGAR | 124135 | 33/11KV APDRP DHARANGAON S/S
XB428888 | DLMS-Secure | 055 | TCPIP_DLMS | GSM | Feeder | 5614 | 204 | 11 KV CHORGAON AG | 125113 | 33/11 KV CHANDSAR
08023735 | DLMS-Genus | 065 | TCPIP_DLMS | GSM | Feeder | 5614 | 203 | 11 KV BHAWARKHEDA AG | 124181 | 33/11 KV BORGAON
08023543 | DLMS-Genus | 065 | TCPIP_DLMS | GSM | Feeder | 5614 | 201 | 11 KV BORGAON GAOTHAN | 124181 | 33/11 KV BORGAON
08023743 | DLMS-Genus | 065 | TCPIP_DLMS | GSM | Feeder | 5614 | 202 | 11 KV BAMBHORI AG | 124181 | 33/11 KV BORGAON
X1093993 | DLMS-Secure | 055 | TCPIP_DLMS | GSM | Feeder | 5614 | 207 | 11 KV DONGAON | 124062 | 33/11 KV PALDHI
X1928732 | DLMS-Secure | 055 | TCPIP_DLMS | GSM | Feeder | 5614 | 209 | 11KV VITHAI FEEDER | 124079 | 33/11 KV BHOD
X0402307 | DLMS-Secure | 055 | TCPIP_DLMS | GSM | Feeder | 5614 | 205 | AHIRE GFSS | 125112 | 33/11 KV SONWAD
X0402308 | DLMS-Secure | 055 | TCPIP_DLMS | GSM | Feeder | 5614 | 203 | 11KV SONWAD GFSS | 125112 | 33/11 KV SONWAD
X0401822 | DLMS-Secure | 055 | TCPIP_DLMS | GSM | Feeder | 5614 | 202 | 11 KV PATHRAD | 125113 | 33/11 KV CHANDSAR
X0402311 | DLMS-Secure | 055 | TCPIP_DLMS | GSM | Feeder | 5614 | 207 | 11 KV SATKHEDA GFSS | 124079 | 33/11 KV BHOD
X0401823 | DLMS-Secure | 055 | TCPIP_DLMS | GSM | Feeder | 5614 | 201 | 11KV CHANDSAR AG | 125113 | 33/11 KV CHANDSAR
X0402315 | DLMS-Secure | 055 | TCPIP_DLMS | GSM | Feeder | 5614 | 202 | 11 KV SATKHEDA AG | 124079 | 33/11 KV BHOD
X0401826 | DLMS-Secure | 055 | TCPIP_DLMS | GSM | Feeder | 5614 | 201 | 11 KV ANJANVIHIRE AG | 125112 | 33/11 KV SONWAD
X0401825 | DLMS-Secure | 055 | TCPIP_DLMS | GSM | Feeder | 5614 | 206 | 11 KV PATHRAD | 124062 | 33/11 KV PALDHI
X0402309 | DLMS-Secure | 055 | TCPIP_DLMS | GSM | Feeder | 5614 | 203 | 11 KV ROTWAD | 124063 | 33/11 KV SALVA
XB428884 | DLMS-Secure | 055 | TCPIP_DLMS | GSM | Feeder | 5614 | 205 | CHANDSER GAOTHAN | 125113 | 33/11 KV CHANDSAR
XE482447 | DLMS-Secure | 055 | TCPIP_DLMS | GSM | Feeder | 5614 | 209 | 11 KV PATHRAD GAOTHAN | 124062 | 33/11 KV PALDHI
X0401824 | DLMS-Secure | 055 | TCPIP_DLMS | GSM | Feeder | 5614 | 203 | 11 KV REL AG | 125113 | 33/11 KV CHANDSAR
05162022 | DLMS-HPL | 076 | TCPIP_LNT | GSM | Feeder | 5614 | 202 | 11 KV SAKRE | 124063 | 33/11 KV SALVA
MSB09713 | Secure | 055 | TCPIP_Secure | GSM | Feeder | 5614 | 205 | 11KV SAKARE GFSS | 124063 | 33/11 KV SALVA
12626366 | DLMS-LnT | 053 | TCPIP_DLMS | GSM | Feeder | 5614 | 201 | 11KV SALWA | 124063 | 33/11 KV SALVA
12626278 | DLMS-LnT | 053 | TCPIP_DLMS | GSM | Feeder | 5614 | 204 | GANGAPURI GFSS | 125112 | 33/11 KV SONWAD
MSB09954 | Secure | 055 | TCPIP_Secure | GSM | Feeder | 5614 | 205 | 11 KV EKLAGNA- II | 124062 | 33/11 KV PALDHI
07427591 | LnT | 053 | TCPIP_LNT | GSM | Feeder | 5614 | 204 | 11 KV EKLAGNA GFSS | 124062 | 33/11 KV PALDHI
08190089 | LnT | 053 | TCPIP_LNT | GSM | Feeder | 5614 | 206 | 11 KV BHOD | 124079 | 33/11 KV BHOD
07424697 | LnT | 053 | TCPIP_LNT | GSM | Feeder | 5614 | 205 | 11 KV MUSALI | 124079 | 33/11 KV BHOD
07409162 | LnT | 053 | TCPIP_LNT | GSM | Feeder | 5614 | 203 | 11 KV GARKHEDA INDUSTRIAL | 124079 | 33/11 KV BHOD
MSB09946 | Secure | 055 | TCPIP_Secure | GSM | Feeder | 5614 | 203 | 11 KV EKLAGNA AG | 124062 | 33/11 KV PALDHI
13045144 | LnT | 053 | TCPIP_LnT_9600 | GSM | Feeder | 5614 | 201 | 11KV GANESH NAGAR | 124135 | 33/11KV APDRP DHARANGAON S/S
MSB09953 | Secure | 055 | TCPIP_Secure | GSM | Feeder | 5614 | 202 | 11 KV ENGG. COLLEGE | 124062 | 33/11 KV PALDHI
00308887 | DLMS-HPL | 076 | TCPIP_DLMS | GSM | Feeder | 5614 | 201 | 11 KV PIMPRI GFSS | 124079 | 33/11 KV BHOD
07427351 | LnT | 053 | TCPIP_LNT | GSM | Feeder | 5614 | 202 | 11KV BABHULGAON | 125112 | 33/11 KV SONWAD
08023533 | DLMS-Genus | 065 | TCPIP_DLMS | GSM | Feeder | 5614 | 208 | 11KV TAKARKHEDA AG | 124062 | 33/11 KV PALDHI
XC447436 | DLMS-Secure | 055 | TCPIP_DLMS | GSM | Feeder | 5614 | 204 | 11 KV MAHAVIR FEEDER | 124135 | 33/11KV APDRP DHARANGAON S/S
X0402310 | DLMS-Secure | 055 | TCPIP_DLMS | GSM | Feeder | 5614 | 206 | 11KV ROTWAD GFSS | 124063 | 33/11 KV SALVA
10009264 | LnT | 053 | TCPIP_LnT_9600 | GSM | Feeder | 0235 | 204 | 11 KV KADHOLI AGR | 124102 | 33/11 KV RINGANGAON SUB-STATION
MSB09989 | Secure | 055 | TCPIP_Secure | GSM | Feeder | 0235 | 201 | 11 KV RINGANGAON AGR | 124102 | 33/11 KV RINGANGAON SUB-STATION
05036652 | DLMS-HPL | 076 | TCPIP_DLMS | GSM | Feeder | 0235 | 202 | 11 KV PIMPRI AG | 124171 | 33/11 KV PIMPALKOTHA SUB-STATION
05037504 | DLMS-HPL | 076 | TCPIP_DLMS | GSM | Feeder | 0235 | 210 | 11KV SAI NAGAR TOWN | 124064 | 33/11 KV ERANDOL SUB-STATION
00567178 | DLMS-HPL | 076 | TCPIP_DLMS | GSM | Feeder | 0235 | 203 | 11 KV VARAD AG | 124171 | 33/11 KV PIMPALKOTHA SUB-STATION
17271553 | DLMS-LnT | 053 | TCPIP_LNT | GSM | Feeder | 0235 | 201 | 11 KV PIMPALKOTHA GAOTHAN | 124171 | 33/11 KV PIMPALKOTHA SUB-STATION
13546778 | DLMS-LnT | 053 | TCPIP_DLMS | GSM | Feeder | 0235 | 206 | 11 KV RAVANJE AGR | 124102 | 33/11 KV RINGANGAON SUB-STATION
05162018 | DLMS-HPL | 076 | TCPIP_DLMS | GSM | Feeder | 0235 | 209 | 11 KV FILTER PLANT | 124064 | 33/11 KV ERANDOL SUB-STATION
05162019 | DLMS-HPL | 076 | TCPIP_DLMS | GSM | Feeder | 0235 | 201 | 11 KV PIMPALKOTHA SINGLE PHASING | 124064 | 33/11 KV ERANDOL SUB-STATION
05162020 | DLMS-HPL | 076 | TCPIP_DLMS | GSM | Feeder | 0235 | 203 | 11 KV ERANDOL TOWN | 124064 | 33/11 KV ERANDOL SUB-STATION
05162017 | DLMS-HPL | 076 | TCPIP_DLMS | GSM | Feeder | 0235 | 205 | 11 KV ADGAON PURE AG | 124065 | 33/11 KV KASODA SUB-STATION
17223660 | DLMS-LnT | 053 | TCPIP_DLMS | GSM | Feeder | 0235 | 202 | 11 KV RINGANGAON GAOTHAN | 124102 | 33/11 KV RINGANGAON SUB-STATION
08026882 | DLMS-Genus | 065 | TCPIP_DLMS | GSM | Feeder | 0235 | 202 | 11KV TOLI SINGLE PHASING | 124064 | 33/11 KV ERANDOL SUB-STATION
X0402302 | DLMS-Secure | 055 | TCPIP_DLMS | GSM | Feeder | 0235 | 213 | 11 KV V.B.N. GAOTHAN | 124065 | 33/11 KV KASODA SUB-STATION
X0402304 | DLMS-Secure | 055 | TCPIP_DLMS | GSM | Feeder | 0235 | 204 | 11 KV TALAI PURE AG | 124065 | 33/11 KV KASODA SUB-STATION
X0402303 | DLMS-Secure | 055 | TCPIP_DLMS | GSM | Feeder | 0235 | 206 | 11KV RURAL WATER SUPPLY FEEDER | 124065 | 33/11 KV KASODA SUB-STATION
X0333333 | DLMS-Secure | 055 | TCPIP_DLMS | GSM | Feeder | 0235 | 212 | 11 KV VIKHARAN GAOTHAN | 124064 | 33/11 KV ERANDOL SUB-STATION
X0402319 | DLMS-Secure | 055 | TCPIP_DLMS | GSM | Feeder | 0235 | 203 | 11 KV NAGDULI AG | 124168 | 33/11 KV NAGDULI SUB-STATION
XB414468 | DLMS-Secure | 055 | TCPIP_DLMS | GSM | Feeder | 0235 | 211 | 11 KV MAHAJAN NAGAR TOWN | 124064 | 33/11 KV ERANDOL SUB-STATION
MSB09939 | Secure | 055 | TCPIP_Secure | GSM | Feeder | 0235 | 203 | 11 KV KHARCHI AGR | 124102 | 33/11 KV RINGANGAON SUB-STATION
MSP55987 | DLMS-Secure | 055 | TCPIP_DLMS | GSM | Feeder | 0235 | 208 | 11 KV VARKHEDI AG | 124064 | 33/11 KV ERANDOL SUB-STATION
MSB09999 | Secure | 055 | TCPIP_Secure | GSM | Feeder | 0235 | 201 | 11 KV KASODA GAOTHAN | 124065 | 33/11 KV KASODA SUB-STATION
MSB09961 | Secure | 055 | TCPIP_Secure | GSM | Feeder | 0235 | 202 | 11 KV V.S.S.K. PURE AG | 124065 | 33/11 KV KASODA SUB-STATION
17223688 | DLMS-LnT | 053 | TCPIP_DLMS | GSM | Feeder | 0235 | 201 | 11 KV UTRAN GAOTHAN | 124100 | 33/11 KV UTRAN SUB-STATION
10009265 | LnT | 053 | TCPIP_LnT_9600 | GSM | Feeder | 0235 | 205 | 11 KV RINGANGAON IND FEEDER | 124102 | 33/11 KV RINGANGAON SUB-STATION
08190068 | LnT | 053 | TCPIP_LNT | GSM | Feeder | 0235 | 207 | 11 KV GANDHIPURA TOWN | 124064 | 33/11 KV ERANDOL SUB-STATION
MSB06472 | Secure | 055 | TCPIP_Secure | GSM | Feeder | 0235 | 206 | 11 KV M.I.D.C. FEEDER | 124064 | 33/11 KV ERANDOL SUB-STATION
MSB06469 | Secure | 055 | TCPIP_Secure | GSM | Feeder | 0235 | 205 | 11 KV VIKHARAN AG | 124064 | 33/11 KV ERANDOL SUB-STATION
MSB06476 | Secure | 055 | TCPIP_Secure | GSM | Feeder | 0235 | 204 | 11 KV KASODA SINGLE PHASING | 124064 | 33/11 KV ERANDOL SUB-STATION
MSB09959 | Secure | 055 | TCPIP_Secure | GSM | Feeder | 0235 | 209 | 11 KV FARKANDE-ADGAON GAOTHAN | 124065 | 33/11 KV KASODA SUB-STATION
MSB09937 | Secure | 055 | TCPIP_Secure | GSM | Feeder | 0235 | 208 | 11 KV GINNING FEEDER | 124065 | 33/11 KV KASODA SUB-STATION
X0402306 | DLMS-Secure | 055 | TCPIP_DLMS | GSM | Feeder | 0235 | 202 | 11 KV BAMHANE AGR | 124100 | 33/11 KV UTRAN SUB-STATION
X0402305 | DLMS-Secure | 055 | TCPIP_DLMS | GSM | Feeder | 0235 | 207 | 11 KV NIPANE PURE AG | 124065 | 33/11 KV KASODA SUB-STATION
X0402301 | DLMS-Secure | 055 | TCPIP_DLMS | GSM | Feeder | 0235 | 203 | 11 KV TALAI AGR | 124100 | 33/11 KV UTRAN SUB-STATION
X0402320 | DLMS-Secure | 055 | TCPIP_DLMS | GSM | Feeder | 0235 | 201 | 11 KV PADMALAY GAOTHAN | 124168 | 33/11 KV NAGDULI SUB-STATION
X0402321 | DLMS-Secure | 055 | TCPIP_DLMS | GSM | Feeder | 0235 | 202 | 11 KV UMARDE AG | 124168 | 33/11 KV NAGDULI SUB-STATION
00380204 | DLMS-HPL | 076 | TCPIP_DLMS | GSM | Feeder | 0235 | 203 | 11 KV FARKANDE PURE AG | 124065 | 33/11 KV KASODA SUB-STATION
08190097 | LnT | 053 | TCPIP_LNT | GSM | Feeder | 4236 | 203 | 11 KV MEHRUN | 124015 | 33/11 KV OLD MIDC
08190125 | LnT | 053 | TCPIP_LnT_9600 | GSM | Feeder | 4236 | 201 | 11 KV LOKMAT | 124014 | 33 / 11 KV New MIDC S/S
13546890 | DLMS-LnT | 053 | TCPIP_DLMS | GSM | Feeder | 4236 | 204 | 11 KV AIR PORT EXP | 124095 | 33/11 KV V SECTOR
CGL02450 | DLMS-Secure | 055 | TCPIP_DLMS | GSM | Feeder | 4236 | 205 | 11 KV BHARAT PETROLIUM | 124014 | 33 / 11 KV New MIDC S/S
X1960223 | DLMS-Secure | 055 | TCPIP_DLMS | GSM | Feeder | 4236 | 203 | 11 KV INDUSTRIAL | 127007 | 132/11 KV GIS DEEPNAGAR SS
XC447289 | DLMS-Secure | 055 | TCPIP_DLMS | GSM | Feeder | 4236 | 207 | 11 KV RAMESHWAR COLONY | 124016 | 33/11 KV MAHABAL
CGL02110 | DLMS-Secure | 055 | TCPIP_DLMS | GSM | Feeder | 4236 | 207 | 11 KV CHINCHOLI GAOTHAN | 124095 | 33/11 KV V SECTOR
08023742 | DLMS-Genus | 065 | TCPIP_DLMS | GSM | Feeder | 4236 | 206 | 11 KV GITANJALI | 124014 | 33 / 11 KV New MIDC S/S
08026876 | DLMS-Genus | 065 | TCPIP_DLMS | GSM | Feeder | 4236 | 208 | 11 KV K SECTOR FEEDER | 124095 | 33/11 KV V SECTOR
05162016 | DLMS-HPL | 076 | TCPIP_DLMS | GSM | Feeder | 4236 | 207 | 11 KV Supreme Colony | 124014 | 33 / 11 KV New MIDC S/S
05162025 | DLMS-HPL | 076 | TCPIP_DLMS | GSM | Feeder | 4236 | 203 | 11 KV TRIDENT | 124014 | 33 / 11 KV New MIDC S/S
MSB58464 | Secure | 055 | TCPIP_Secure | GSM | Feeder | 4236 | 204 | 11 KV HARI VITHAL | 124017 | 33 / 11 KV GIRANA PUMPING S/S
05037559 | DLMS-HPL | 076 | TCPIP_DLMS | GSM | Feeder | 4236 | 999 | TAPPED FOR FUTURE VALUE | 127007 | 132/11 KV GIS DEEPNAGAR SS
MSB58458 | Secure | 055 | TCPIP_Secure | GSM | Feeder | 4236 | 201 | 11 KV KIRAN PIPES FEEDER. | 124096 | 33/11 KV M SECTOR
MSB58486 | Secure | 055 | TCPIP_Secure | GSM | Feeder | 4236 | 202 | 11 KV MAHALAXMI FEEDER | 124096 | 33/11 KV M SECTOR
08190098 | LnT | 053 | TCPIP_LNT | GSM | Feeder | 4236 | 205 | 11 KV KHEDI FEEDER | 124015 | 33/11 KV OLD MIDC
MSB09990 | Secure | 055 | TCPIP_Secure | GSM | Feeder | 4236 | 201 | 11 KV SWANTANTRA CHOWK | 124121 | 33/11 KV Jilha Peth S/S
MSP33891 | Secure | 055 | TCPIP_DLMS | GSM | Feeder | 4236 | 206 | 11 KV D-MART | 124016 | 33/11 KV MAHABAL
MSB09995 | Secure | 055 | TCPIP_Secure | GSM | Feeder | 4236 | 202 | 11 KV G. S. GROUND | 124121 | 33/11 KV Jilha Peth S/S
07427269 | LnT | 053 | TCPIP_LNT | GSM | Feeder | 4236 | 203 | 11 KV Girna Pumping | 124017 | 33 / 11 KV GIRANA PUMPING S/S
MSB58491 | Secure | 055 | TCPIP_Secure | GSM | Feeder | 4236 | 205 | 11 KV Telephone Nagar | 124017 | 33 / 11 KV GIRANA PUMPING S/S
08190126 | LnT | 053 | TCPIP_LNT | GSM | Feeder | 4236 | 204 | 11 KV Omkareshwar | 124016 | 33/11 KV MAHABAL
MSU11071 | Secure | 055 | TCPIP_Secure | GSM | Feeder | 4236 | 203 | 11 KV SHIRSOLI | 124016 | 33/11 KV MAHABAL
MSB58488 | Secure | 055 | TCPIP_Secure | GSM | Feeder | 4236 | 201 | 11 KV BALAJI FEEDER | 124095 | 33/11 KV V SECTOR
MSB10001 | Secure | 055 | TCPIP_Secure | GSM | Feeder | 4236 | 203 | 11 kV The Collector Exp. Feeder | 124121 | 33/11 KV Jilha Peth S/S
07424855 | LnT | 053 | TCPIP_LNT | GSM | Feeder | 4236 | 204 | 11 KV BHARAT FORGE | 124014 | 33 / 11 KV New MIDC S/S
MSB58466 | Secure | 055 | TCPIP_Secure | GSM | Feeder | 4236 | 205 | 11 KV CHINCHOLI AG | 124095 | 33/11 KV V SECTOR
12626292 | DLMS-LnT | 053 | TCPIP_DLMS | GSM | Feeder | 4236 | 204 | 11 KV CIVIL HOSPITAL | 124015 | 33/11 KV OLD MIDC
14033689 | LnT | 053 | TCPIP_LnT_9600 | GSM | Feeder | 4236 | 209 | 11 KV PARLE | 124014 | 33 / 11 KV New MIDC S/S
11131205 | LnT | 053 | TCPIP_LnT_9600 | GSM | Feeder | 4236 | 206 | 11 KV OM | 124095 | 33/11 KV V SECTOR
07328222 | LnT | 053 | TCPIP_LnT_9600 | GSM | Feeder | 4236 | 208 | 11 KV STREAM FLOW FEEDER | 124014 | 33 / 11 KV New MIDC S/S
08190099 | LnT | 053 | TCPIP_LNT | GSM | Feeder | 4236 | 202 | 11KV RUBY SURGICAL | 124015 | 33/11 KV OLD MIDC
MSB58447 | Secure | 055 | TCPIP_Secure | GSM | Feeder | 4236 | 203 | 11 KV WINLEY FEEDER. | 124096 | 33/11 KV M SECTOR
07409302 | LnT | 053 | TCPIP_LNT | GSM | Feeder | 4236 | 202 | 11 KV Sharada Colony | 124016 | 33/11 KV MAHABAL
MSU11098 | Secure | 055 | TCPIP_Secure | GSM | Feeder | 4236 | 205 | 11 KV GAYATRI FEEDER | 124016 | 33/11 KV MAHABAL
MSB58481 | Secure | 055 | TCPIP_Secure | GSM | Feeder | 4236 | 203 | 11 KV ALPHA FEEDER | 124095 | 33/11 KV V SECTOR
MSB58468 | Secure | 055 | TCPIP_Secure | GSM | Feeder | 4236 | 202 | 11 KV SATYAM FEEDER. | 124095 | 33/11 KV V SECTOR
07409206 | LnT | 053 | TCPIP_LnT_9600 | GSM | Feeder | 4236 | 202 | 11KV Bhagwan Nagar | 124017 | 33 / 11 KV GIRANA PUMPING S/S
08190059 | LnT | 053 | TCPIP_LNT | GSM | Feeder | 4236 | 201 | 11 KV Prabhat Colony (Pre. Shiv Colony) | 124017 | 33 / 11 KV GIRANA PUMPING S/S
07427606 | LnT | 053 | TCPIP_LNT | GSM | Feeder | 4236 | 201 | 11 KV GANPATI NAGAR | 124016 | 33/11 KV MAHABAL
08190163 | LnT | 053 | TCPIP_LNT | GSM | Feeder | 4236 | 202 | 11 KV RASOI | 124014 | 33 / 11 KV New MIDC S/S
XC427806 | DLMS-Secure | 055 | TCPIP_DLMS | GSM | Feeder | 4236 | 208 | 11 KV ICHHADEVI FEEDER | 124016 | 33/11 KV MAHABAL
00567202 | DLMS-HPL | 076 | TCPIP_DLMS | GSM | Feeder | 4237 | 201 | 11 kV Ring Road Feeder | 124089 | 33/11 KV RING ROAD S/S
00567826 | DLMS-HPL | 076 | TCPIP_DLMS | GSM | Feeder | 4237 | 203 | 11 kV Forest Colony | 124089 | 33/11 KV RING ROAD S/S
00567198 | DLMS-HPL | 076 | TCPIP_DLMS | GSM | Feeder | 4237 | 204 | 11 KV DUDH FEDERATION EXP. | 124019 | 33/11 KV SHIVAJI NAGAR (Pimprala) S/S
08190130 | LnT | 053 | TCPIP_LNT | GSM | Feeder | 4237 | 203 | 11 KV SMIT ( PRE. GANESH COLONY ) | 124018 | 33/11 KV NIMKHEDI S/S
00567176 | DLMS-HPL | 076 | TCPIP_DLMS | GSM | Feeder | 4237 | 206 | 11 KV RAILWAY EXP. | 124019 | 33/11 KV SHIVAJI NAGAR (Pimprala) S/S
14764245 | DLMS-LnT | 053 | TCPIP_DLMS | GSM | Feeder | 4237 | 206 | 11 KV NIMKHEDI | 124018 | 33/11 KV NIMKHEDI S/S
X1094015 | DLMS-Secure | 055 | TCPIP_DLMS | GSM | Feeder | 4237 | 201 | 11 KV SAVKHEDA AG. | 124018 | 33/11 KV NIMKHEDI S/S
X1083253 | DLMS-Secure | 055 | TCPIP_DLMS | GSM | Feeder | 4237 | 201 | 11 KV AVHANE AG | 124019 | 33/11 KV SHIVAJI NAGAR (Pimprala) S/S
X0400729 | DLMS-Secure | 055 | TCPIP_DLMS | GSM | Feeder | 4237 | 204 | 11 KV SAVKHEDA VG. | 124018 | 33/11 KV NIMKHEDI S/S
00567819 | DLMS-HPL | 076 | TCPIP_DLMS | GSM | Feeder | 4237 | 203 | 11 KV SHIVAJI NAGAR | 124019 | 33/11 KV SHIVAJI NAGAR (Pimprala) S/S
00567841 | DLMS-HPL | 076 | TCPIP_DLMS | GSM | Feeder | 4237 | 210 | 11 KV GENDALAL MILL | 124019 | 33/11 KV SHIVAJI NAGAR (Pimprala) S/S
00567890 | DLMS-HPL | 076 | TCPIP_DLMS | GSM | Feeder | 4237 | 205 | 11 KV LAKUDPETH | 124019 | 33/11 KV SHIVAJI NAGAR (Pimprala) S/S
03016401 | Genus | 065 | TCPIP_Genus | GSM | Feeder | 4237 | 202 | 11 KV PRAJAPAT NAGAR (PRE. MAMURABAD) | 124019 | 33/11 KV SHIVAJI NAGAR (Pimprala) S/S
MSB09947 | Secure | 055 | TCPIP_Secure | GSM | Feeder | 4237 | 203 | 11 KV HUDCO | 124122 | 33/11 KV HUDCO (Pimprala) S/S
MSB10002 | Secure | 055 | TCPIP_Secure | GSM | Feeder | 4237 | 204 | 11 KV KHANDERAO NAGAR | 124122 | 33/11 KV HUDCO (Pimprala) S/S
MSB09948 | Secure | 055 | TCPIP_Secure | GSM | Feeder | 4237 | 201 | 11 KV SANT MIRABAI NAGAR | 124122 | 33/11 KV HUDCO (Pimprala) S/S
MSB09991 | Secure | 055 | TCPIP_Secure | GSM | Feeder | 4237 | 202 | 11 KV BHAVANI MANDIR | 124122 | 33/11 KV HUDCO (Pimprala) S/S
00567848 | DLMS-HPL | 076 | TCPIP_DLMS | GSM | Feeder | 4237 | 208 | 11 KV LAXMI GINNING EXP. | 124019 | 33/11 KV SHIVAJI NAGAR (Pimprala) S/S
00567851 | DLMS-HPL | 076 | TCPIP_DLMS | GSM | Feeder | 4237 | 207 | 11 KV FUFNAGARI GFSS | 124019 | 33/11 KV SHIVAJI NAGAR (Pimprala) S/S
08190131 | LnT | 053 | TCPIP_LNT | GSM | Feeder | 4237 | 202 | 11 KV SILK MILL | 124018 | 33/11 KV NIMKHEDI S/S
00567904 | DLMS-HPL | 076 | TCPIP_DLMS | GSM | Feeder | 4237 | 205 | 11 kV Bhaskar Market | 124089 | 33/11 KV RING ROAD S/S
08026902 | DLMS-Genus | 065 | TCPIP_DLMS | GSM | Feeder | 4237 | 205 | 11 KV SAVKHEDA EXPRESS | 124018 | 33/11 KV NIMKHEDI S/S
00567806 | DLMS-HPL | 076 | TCPIP_DLMS | GSM | Feeder | 4237 | 204 | 11 kV Shiv Colony | 124089 | 33/11 KV RING ROAD S/S
00567830 | DLMS-HPL | 076 | TCPIP_DLMS | GSM | Feeder | 4237 | 206 | 11 KV POLYTECHNIC | 124089 | 33/11 KV RING ROAD S/S
17271561 | DLMS-LnT | 053 | TCPIP_DLMS | GSM | Feeder | 4237 | 209 | 11 KV S. K. OIL MILL | 124019 | 33/11 KV SHIVAJI NAGAR (Pimprala) S/S
00567813 | DLMS-HPL | 076 | TCPIP_DLMS | GSM | Feeder | 4237 | 202 | 11 kV Ganesh Colony feeder | 124089 | 33/11 KV RING ROAD S/S
MSU11120 | Secure | 055 | TCPIP_Secure | GSM | Feeder | 5665 | 201 | 11 KV MASAWAD AG. | 124021 | 33/11 KV MASAWAD
X0402317 | DLMS-Secure | 055 | TCPIP_DLMS | GSM | Feeder | 5665 | 203 | SHIRSOLI GFS | 124123 | 33/11 KV VASANTWADI WAWADADA
18206228 | DLMS-LnT | 053 | TCPIP_DLMS | GSM | Feeder | 5665 | 201 | 11 Kv Nandra Ag Feeder | 124106 | 33 / 11 KV Kanalda S/S
MSB58449 | Secure | 055 | TCPIP_Secure | GSM | Feeder | 5665 | 208 | 11 kV AMODA AG | 124022 | 33/11 KV KINOD S/S
07427418 | LnT | 053 | TCPIP_LNT | GSM | Feeder | 5665 | 205 | 11 KV BHOKAR GFSS | 124022 | 33/11 KV KINOD S/S
MSU11104 | Secure | 055 | TCPIP_Secure | GSM | Feeder | 5665 | 202 | 11 KV Kanalda AG | 124020 | 33/11 KV VIDGAON
00567842 | DLMS-HPL | 076 | TCPIP_DLMS | GSM | Feeder | 5665 | 201 | 11 KV JALKE AG | 124123 | 33/11 KV VASANTWADI WAWADADA
07427297 | LnT | 053 | TCPIP_LNT | GSM | Feeder | 5665 | 201 | 11 KV FUPANI 1 PH | 124022 | 33/11 KV KINOD S/S
08190115 | LnT | 053 | TCPIP_LNT | GSM | Feeder | 5665 | 205 | 11 KV DIKSAI GAOTHAN | 124020 | 33/11 KV VIDGAON
08190058 | LnT | 053 | TCPIP_LNT | GSM | Feeder | 5665 | 203 | 11 KV RIDHUR AG | 124020 | 33/11 KV VIDGAON
X0400742 | DLMS-Secure | 055 | TCPIP_DLMS | GSM | Feeder | 5665 | 204 | 11 KV VIDGAON GAOTHAN | 124020 | 33/11 KV VIDGAON
18206223 | DLMS-LnT | 053 | TCPIP_DLMS | GSM | Feeder | 5665 | 204 | 11 KV KATHORA PURE AG | 124022 | 33/11 KV KINOD S/S
08190060 | LnT | 053 | TCPIP_LNT | GSM | Feeder | 5665 | 203 | 11 kV Kanalda Gaothan | 124106 | 33 / 11 KV Kanalda S/S
MSU11105 | Secure | 055 | TCPIP_Secure | GSM | Feeder | 5665 | 206 | 11 KV OM GINNING | 124021 | 33/11 KV MASAWAD
MSU11144 | Secure | 055 | TCPIP_Secure | GSM | Feeder | 5665 | 204 | 11 KV WAVADADA PURE AG | 124021 | 33/11 KV MASAWAD
X0402318 | DLMS-Secure | 055 | TCPIP_DLMS | GSM | Feeder | 5665 | 202 | 11 KV VITNER AG | 124123 | 33/11 KV VASANTWADI WAWADADA
17271552 | DLMS-LnT | 053 | TCPIP_DLMS | GSM | Feeder | 5665 | 207 | 11 kV Ghardi Ag. | 124020 | 33/11 KV VIDGAON
X0401814 | DLMS-Secure | 055 | TCPIP_DLMS | GSM | Feeder | 5665 | 205 | 11 kV Lamanjan Ag. | 124021 | 33/11 KV MASAWAD
X1347535 | DLMS-Secure | 055 | TCPIP_DLMS | GSM | Feeder | 5665 | 204 | 11KV NANDGAON GAOTHAN | 124106 | 33 / 11 KV Kanalda S/S
X1347509 | DLMS-Secure | 055 | TCPIP_DLMS | GSM | Feeder | 5665 | 206 | 11 KV HATED NALLA FEEDER | 124106 | 33 / 11 KV Kanalda S/S
X1347517 | DLMS-Secure | 055 | TCPIP_DLMS | GSM | Feeder | 5665 | 205 | 11 KV PILKHEDA AG FEEDER | 124106 | 33 / 11 KV Kanalda S/S
X0400721 | DLMS-Secure | 055 | TCPIP_DLMS | GSM | Feeder | 5665 | 201 | 11 KV VIDGAON AG. | 124020 | 33/11 KV VIDGAON
X1083261 | DLMS-Secure | 055 | TCPIP_DLMS | GSM | Feeder | 5665 | 206 | 11 KV KINOD AG | 124022 | 33/11 KV KINOD S/S
X1094073 | DLMS-Secure | 055 | TCPIP_DLMS | GSM | Feeder | 5665 | 209 | 11 KV KARANJ AG | 124022 | 33/11 KV KINOD S/S
X1093923 | DLMS-Secure | 055 | TCPIP_DLMS | GSM | Feeder | 5665 | 203 | 11 KV GADHODA 1 PH | 124022 | 33/11 KV KINOD S/S
MSP44713 | Secure | 055 | TCPIP_Secure | GSM | Feeder | 5665 | 208 | 11 kV Bhagirath Gening | 124020 | 33/11 KV VIDGAON
MSU11143 | Secure | 055 | TCPIP_Secure | GSM | Feeder | 5665 | 203 | 11 KV MHASAWAD GFSS | 124021 | 33/11 KV MASAWAD
10009243 | LnT | 053 | TCPIP_LnT_9600 | GSM | Feeder | 5665 | 206 | 11 KV TURKHEDA AG. | 124020 | 33/11 KV VIDGAON
00567798 | DLMS-HPL | 076 | TCPIP_DLMS | GSM | Feeder | 5665 | 202 | 11 Kv Vadnagari AG Feeder | 124106 | 33 / 11 KV Kanalda S/S
00567850 | DLMS-HPL | 076 | TCPIP_DLMS | GSM | Feeder | 5665 | 207 | 11 kv Lamanjan GFSS | 124021 | 33/11 KV MASAWAD
MSU11093 | Secure | 055 | TCPIP_Secure | GSM | Feeder | 5665 | 207 | 11 KV KINOD GFSS | 124022 | 33/11 KV KINOD S/S
08190061 | LnT | 053 | TCPIP_LNT | GSM | Feeder | 5665 | 202 | 11 KV BHOKAR AG | 124022 | 33/11 KV KINOD S/S
08190091 | LnT | 053 | TCPIP_LNT | GSM | Feeder | 5665 | 202 | 11 KV WAWLADA GAOTHAN | 124021 | 33/11 KV MASAWAD
X1959625 | DLMS-Secure | 055 | TCPIP_DLMS | GSM | Feeder | 5690 | 203 | 11 KV BHAGPUR AG | 124023 | 33/11 KV NASHIRABAD
X1959626 | DLMS-Secure | 055 | TCPIP_DLMS | GSM | Feeder | 5690 | 201 | 11 kV Nashirabad AG | 124023 | 33/11 KV NASHIRABAD
X0400739 | DLMS-Secure | 055 | TCPIP_DLMS | GSM | Feeder | 5690 | 205 | 11 kV Bhagpur GAOTHAN | 124023 | 33/11 KV NASHIRABAD
00567902 | DLMS-HPL | 076 | TCPIP_DLMS | GSM | Feeder | 5690 | 205 | 11 kV Bholane GAOTHAN | 124086 | 33/11 KV BHADLI BK
10009256 | LnT | 053 | TCPIP_LnT_9600 | GSM | Feeder | 5690 | 203 | 11 KV Bhadli AG | 124086 | 33/11 KV BHADLI BK
08190118 | LnT | 053 | TCPIP_LNT | GSM | Feeder | 5690 | 204 | 11 KV Asoda GAOTHAN | 124086 | 33/11 KV BHADLI BK
07328168 | LnT | 053 | TCPIP_LNT | GSM | Feeder | 5690 | 202 | 11 KV Asoda AG | 124086 | 33/11 KV BHADLI BK
05037442 | DLMS-HPL | 076 | TCPIP_DLMS | GSM | Feeder | 5690 | 202 | 11 KV Nashirabad INDUSTRIAL | 124023 | 33/11 KV NASHIRABAD
13546892 | DLMS-LnT | 053 | TCPIP_DLMS | GSM | Feeder | 5690 | 206 | 11 KV Godavari MEDICAL | 124023 | 33/11 KV NASHIRABAD
X1093963 | DLMS-Secure | 055 | TCPIP_DLMS | GSM | Feeder | 5690 | 204 | 11 kV Nashirabad URBAN | 124023 | 33/11 KV NASHIRABAD
XB477476 | DLMS-Secure | 055 | TCPIP_DLMS | GSM | Feeder | 5690 | 206 | SUMAN HOMTEX | 124086 | 33/11 KV BHADLI BK
X1237203 | DLMS-Secure | 055 | TCPIP_DLMS | GSM | Feeder | 5690 | 207 | SADGURU PIPE | 124023 | 33/11 KV NASHIRABAD
00567797 | DLMS-HPL | 076 | TCPIP_DLMS | GSM | Feeder | 5690 | 201 | 11 KV Bhadli GAOTHAN | 124086 | 33/11 KV BHADLI BK
05037508 | DLMS-HPL | 076 | TCPIP_DLMS | GSM | Feeder | 5690 | 207 | 11 KV SHELGAON BARRADGE | 124086 | 33/11 KV BHADLI BK
07409216 | LnT | 053 | TCPIP_LNT | GSM | Feeder | 0698 | 205 | 11 KV REOTI PURE AG | 124043 | 33/11 KV JAMTHI
X1705254 | DLMS-Secure | 055 | TCPIP_DLMS | GSM | Feeder | 0698 | 210 | 11 KV R H FEEDER | 124024 | 33/11 KV BODWAD S/STN
07409219 | LnT | 053 | TCPIP_LNT | GSM | Feeder | 0698 | 202 | 11 KV HARANKHEDA SINGLE PHASING | 124025 | 33/11 KV ENGAON
07409220 | LnT | 053 | TCPIP_LNT | GSM | Feeder | 0698 | 201 | 11 KV Engaon-Gaothan | 124025 | 33/11 KV ENGAON
13546883 | LnT | 053 | TCPIP_LnT_9600 | GSM | Feeder | 0698 | 203 | 11 KV Engaon -Pure Ag.- | 124025 | 33/11 KV ENGAON
X0398469 | DLMS-Secure | 055 | TCPIP_DLMS | GSM | Feeder | 0698 | 204 | 11 KV SELWAD PURE AG | 124024 | 33/11 KV BODWAD S/STN
XB406992 | DLMS-Secure | 055 | TCPIP_DLMS | GSM | Feeder | 0698 | 203 | 11 KV DHONKHEDA SINGLE PHASING | 124043 | 33/11 KV JAMTHI
XB406990 | DLMS-Secure | 055 | TCPIP_DLMS | GSM | Feeder | 0698 | 201 | 11 KV BETAWAD | 124043 | 33/11 KV JAMTHI
XB407000 | DLMS-Secure | 055 | TCPIP_DLMS | GSM | Feeder | 0698 | 204 | 11 KV KOLHADI GAVTHAN FEEDER | 124025 | 33/11 KV ENGAON
XB407008 | DLMS-Secure | 055 | TCPIP_DLMS | GSM | Feeder | 0698 | 205 | 11 KV KOLHADI AG FEEDER | 124025 | 33/11 KV ENGAON
XB406995 | DLMS-Secure | 055 | TCPIP_DLMS | GSM | Feeder | 0698 | 206 | 11 KV CHIKHALI SINGLE PHASING FEEDER | 124025 | 33/11 KV ENGAON
XB407015 | DLMS-Secure | 055 | TCPIP_DLMS | GSM | Feeder | 0698 | 202 | 11 KV JAMTHI PURE AG | 124043 | 33/11 KV JAMTHI
XB431115 | DLMS-Secure | 055 | TCPIP_DLMS | GSM | Feeder | 0698 | 202 | 11 KV VARAD SINGLE PHASING | 124164 | 33/11 kv MUKTAL SUBSTATION
XB431144 | DLMS-Secure | 055 | TCPIP_DLMS | GSM | Feeder | 0698 | 201 | 11 KV MUKTAL SINGLE PHASING | 124164 | 33/11 kv MUKTAL SUBSTATION
X0051124 | DLMS-Secure | 055 | TCPIP_DLMS | GSM | Feeder | 0698 | 203 | 11 KV PALASKHEDA | 124164 | 33/11 kv MUKTAL SUBSTATION
XD453923 | DLMS-Secure | 055 | TCPIP_DLMS | GSM | Feeder | 0698 | 204 | 11 KV SHELWAD GAVTHAN | 124164 | 33/11 kv MUKTAL SUBSTATION
XE482436 | DLMS-Secure | 055 | TCPIP_DLMS | GSM | Feeder | 0698 | 206 | 11 KV JAMATHI GAVTHAN | 124043 | 33/11 KV JAMTHI
X0398468 | DLMS-Secure | 055 | TCPIP_DLMS | GSM | Feeder | 0698 | 203 | 11 KV SALSHINGI SINGLE PHASING | 124024 | 33/11 KV BODWAD S/STN
X0398466 | DLMS-Secure | 055 | TCPIP_DLMS | GSM | Feeder | 0698 | 205 | 11 KV MANUR PURE AG | 124024 | 33/11 KV BODWAD S/STN
X0398467 | DLMS-Secure | 055 | TCPIP_DLMS | GSM | Feeder | 0698 | 201 | 11 KV Nadgaon-Gaothan | 124024 | 33/11 KV BODWAD S/STN
12626323 | DLMS-LnT | 053 | TCPIP_DLMS | GSM | Feeder | 0698 | 207 | 11 KV BODWAD INDUSTRIAL | 124024 | 33/11 KV BODWAD S/STN
12626260 | DLMS-LnT | 053 | TCPIP_DLMS | GSM | Feeder | 0698 | 202 | 11 KV BODWAD URBAN | 124024 | 33/11 KV BODWAD S/STN
08026900 | DLMS-Genus | 065 | TCPIP_DLMS | GSM | Feeder | 0698 | 206 | 11 KV NADGAON-PURE AG.- | 124024 | 33/11 KV BODWAD S/STN
07427416 | LnT | 053 | TCPIP_LNT | GSM | Feeder | 0698 | 204 | 11 KV SHEVAGA SINGLE PHASING | 124043 | 33/11 KV JAMTHI
16198383 | DLMS-LnT | 053 | TCPIP_DLMS | GSM | Feeder | 0671 | 203 | 11 KV MANEGAON | 124026 | 33/11 KV CHANGDEO S/STN
03003245 | Genus | 065 | TCPIP_Genus | GSM | Feeder | 0671 | 206 | 11 KV EXPRESS FEEDER | 124031 | 33/11 KV ANTURLI S/STN
07424409 | LnT | 053 | TCPIP_LNT | GSM | Feeder | 0671 | 204 | 11 KV DHABE AGR | 124036 | 33/11 KV NAIGAON S/STN
07409276 | LnT | 053 | TCPIP_LNT | GSM | Feeder | 0671 | 207 | 11 KV PIMPRI NANDU GAOTHAN | 124036 | 33/11 KV NAIGAON S/STN
05037216 | DLMS-HPL | 076 | TCPIP_DLMS | GSM | Feeder | 0671 | 205 | 11 KV PIMPRI NANDU AGR | 124036 | 33/11 KV NAIGAON S/STN
07409342 | LnT | 053 | TCPIP_LNT | GSM | Feeder | 0671 | 202 | 11 KV CHANGDEO GAVATHAN | 124045 | 33/11 KV MUKTAINAGAR
07425217 | LnT | 053 | TCPIP_LNT | GSM | Feeder | 0671 | 206 | 11 KV MUKTAINAGAR U-II AGR | 124045 | 33/11 KV MUKTAINAGAR
03003357 | Genus | 065 | TCPIP_Genus | GSM | Feeder | 0671 | 201 | 11 KV KARKI AGR | 124036 | 33/11 KV NAIGAON S/STN
07425218 | LnT | 053 | TCPIP_LNT | GSM | Feeder | 0671 | 205 | 11 KV MUKTAINAGAR U-I | 124045 | 33/11 KV MUKTAINAGAR
17223667 | DLMS-LnT | 053 | TCPIP_DLMS | GSM | Feeder | 0671 | 201 | 11 KV BHOTA GAOTHAN FEEDER | 124183 | 33/11 KV BHOTA SUBSTATION
05037441 | DLMS-HPL | 076 | TCPIP_DLMS | GSM | Feeder | 0671 | 205 | PIMPRI GAOTHAN | 124028 | 33/11 KV GHODASGAON
X1959629 | DLMS-Secure | 055 | TCPIP_DLMS | GSM | Feeder | 0671 | 202 | 11 KV SULE AG FEEDER | 124044 | 33/11 KV VADHODA
05162124 | DLMS-HPL | 076 | TCPIP_DLMS | GSM | Feeder | 0671 | 201 | 11 KV HARTALA | 124045 | 33/11 KV MUKTAINAGAR
05162121 | DLMS-HPL | 076 | TCPIP_DLMS | GSM | Feeder | 0671 | 202 | 11 KV CHINCHOL | 124026 | 33/11 KV CHANGDEO S/STN
X1959628 | DLMS-Secure | 055 | TCPIP_DLMS | GSM | Feeder | 0671 | 201 | 11 KV KURHA AG | 124027 | 33/11 KV KURHA
00567225 | DLMS-HPL | 076 | TCPIP_DLMS | GSM | Feeder | 0671 | 201 | CHANGDEV WATER SUPPLY | 124026 | 33/11 KV CHANGDEO S/STN
07409235 | LnT | 053 | TCPIP_LNT | GSM | Feeder | 0671 | 201 | 11 KV NANDWEL AGR | 124029 | 33/11 KV NIMKHEDI
07409450 | LnT | 053 | TCPIP_LNT | GSM | Feeder | 0671 | 204 | 11 KV GHODASGAON AG FEEDER | 124028 | 33/11 KV GHODASGAON
07409449 | LnT | 053 | TCPIP_LNT | GSM | Feeder | 0671 | 202 | 11 KV SARDAR SAROWAR | 124028 | 33/11 KV GHODASGAON
07424954 | LnT | 053 | TCPIP_LNT | GSM | Feeder | 0671 | 205 | 11 KV ANTURLI R-1 AGR FEEDER | 124031 | 33/11 KV ANTURLI S/STN
07424952 | LnT | 053 | TCPIP_LNT | GSM | Feeder | 0671 | 202 | 11 KV ANTURLI -R II AGR | 124031 | 33/11 KV ANTURLI S/STN
03003287 | Genus | 065 | TCPIP_Genus | GSM | Feeder | 0671 | 202 | 11 KV CHARTHANA FEEDER AGR | 124029 | 33/11 KV NIMKHEDI
07326322 | LnT | 053 | TCPIP_LNT | GSM | Feeder | 0671 | 203 | NANDWEL GAOTHAN | 124029 | 33/11 KV NIMKHEDI
05037583 | DLMS-HPL | 076 | TCPIP_DLMS | GSM | Feeder | 0671 | 201 | 11 KV GHODASGAON | 124028 | 33/11 KV GHODASGAON
05037262 | DLMS-HPL | 076 | TCPIP_DLMS | GSM | Feeder | 0671 | 202 | 11 KV NAIGAON AGR | 124036 | 33/11 KV NAIGAON S/STN
XB434020 | Secure | 055 | TCPIP_Secure | GSM | Feeder | 0671 | 201 | 11 KV EXPRESS | 124157 | 33/11 KV SAROLA
XB407004 | Secure | 055 | TCPIP_Secure | GSM | Feeder | 0671 | 201 | 11KV MALEGAON AGR. | 124163 | 33/11KV HARTALA
XB407007 | DLMS-Secure | 055 | TCPIP_DLMS | GSM | Feeder | 0671 | 206 | KUND AG | 124028 | 33/11 KV GHODASGAON
XB407014 | DLMS-Secure | 055 | TCPIP_DLMS | GSM | Feeder | 0671 | 203 | 11 KV RUIKHEDA | 124028 | 33/11 KV GHODASGAON
17271570 | DLMS-LnT | 053 | TCPIP_DLMS | GSM | Feeder | 0671 | 204 | 11 KV BELASWADI | 124045 | 33/11 KV MUKTAINAGAR
XC447284 | DLMS-Secure | 055 | TCPIP_DLMS | GSM | Feeder | 0671 | 206 | 11 KV DHABE GAOTHAN | 124036 | 33/11 KV NAIGAON S/STN
X0333340 | DLMS-Secure | 055 | TCPIP_DLMS | GSM | Feeder | 0671 | 207 | 11 KV PATONDI GAVTHAN | 124031 | 33/11 KV ANTURLI S/STN
XB434025 | DLMS-Secure | 055 | TCPIP_DLMS | GSM | Feeder | 0671 | 203 | 11 KV FOREST FEEDER | 124157 | 33/11 KV SAROLA
XB434026 | Secure | 055 | TCPIP_DLMS | GSM | Feeder | 0671 | 202 | 11 KV SAROLA | 124157 | 33/11 KV SAROLA
XB406994 | DLMS-Secure | 055 | TCPIP_DLMS | GSM | Feeder | 0671 | 202 | 11KV HARTALE GAVTHAN | 124163 | 33/11KV HARTALA
XB407005 | Secure | 055 | TCPIP_DLMS | GSM | Feeder | 0671 | 203 | 11KV TOWER LINE AGR FEEDER | 124163 | 33/11KV HARTALA
XD413946 | DLMS-Secure | 055 | TCPIP_DLMS | GSM | Feeder | 0671 | 203 | 11 KV RIGAON AG FEEDER | 124183 | 33/11 KV BHOTA SUBSTATION
08023536 | DLMS-Genus | 065 | TCPIP_DLMS | GSM | Feeder | 0671 | 203 | 11 KV NIMKHEDI | 124087 | 33/11 KV RUIKHEDA S/STN
08023731 | DLMS-Genus | 065 | TCPIP_DLMS | GSM | Feeder | 0671 | 202 | 11 KV TARODA | 124087 | 33/11 KV RUIKHEDA S/STN
08023542 | DLMS-Genus | 065 | TCPIP_DLMS | GSM | Feeder | 0671 | 201 | 11 KV RUIKHEDA | 124087 | 33/11 KV RUIKHEDA S/STN
X0400735 | DLMS-Secure | 055 | TCPIP_DLMS | GSM | Feeder | 0671 | 201 | 11 KV NARWEL AGR | 124031 | 33/11 KV ANTURLI S/STN
X0400727 | DLMS-Secure | 055 | TCPIP_DLMS | GSM | Feeder | 0671 | 203 | 11 KV BELASWADI AGR | 124036 | 33/11 KV NAIGAON S/STN
X0400724 | DLMS-Secure | 055 | TCPIP_DLMS | GSM | Feeder | 0671 | 208 | 11 KV BELKHEDA GAOTHAN | 124031 | 33/11 KV ANTURLI S/STN
08026873 | DLMS-Genus | 065 | TCPIP_DLMS | GSM | Feeder | 0671 | 201 | 11 KV VADHODA GAVATHAN | 124044 | 33/11 KV VADHODA
05161951 | DLMS-HPL | 076 | TCPIP_DLMS | GSM | Feeder | 0671 | 201 | 11 KV SHEMLADA | 124037 | 33/11 KV PURNAD S/STN
05161958 | DLMS-HPL | 076 | TCPIP_DLMS | GSM | Feeder | 0671 | 204 | 11 KV BORDER CHECK POST | 124037 | 33/11 KV PURNAD S/STN
05161959 | DLMS-HPL | 076 | TCPIP_DLMS | GSM | Feeder | 0671 | 205 | 11KV THELARI VASTI SIGLE PH | 124037 | 33/11 KV PURNAD S/STN
05161957 | DLMS-HPL | 076 | TCPIP_DLMS | GSM | Feeder | 0671 | 202 | 11 KV MELSANGWE | 124037 | 33/11 KV PURNAD S/STN
X1959597 | DLMS-Secure | 055 | TCPIP_DLMS | GSM | Feeder | 0671 | 203 | 11 KV JONDHANKHEDA AG | 124027 | 33/11 KV KURHA
05162123 | DLMS-HPL | 076 | TCPIP_DLMS | GSM | Feeder | 0671 | 202 | 11 KV KURHA GFSS | 124027 | 33/11 KV KURHA
05162122 | DLMS-HPL | 076 | TCPIP_DLMS | GSM | Feeder | 0671 | 203 | 11 KV NAIGAON AGR | 124031 | 33/11 KV ANTURLI S/STN
05161955 | DLMS-HPL | 076 | TCPIP_DLMS | GSM | Feeder | 0671 | 203 | 11 KV DUI | 124037 | 33/11 KV PURNAD S/STN
17271555 | DLMS-LnT | 053 | TCPIP_DLMS | GSM | Feeder | 0671 | 202 | 11 KV PARAMBI AG FEEDER | 124183 | 33/11 KV BHOTA SUBSTATION
07430769 | LnT | 053 | TCPIP_LNT | GSM | Feeder | 5606 | 205 | 11 KV ORD FACTORY-II | 127001 | 132 KV VARANGAON
19859187 | DLMS-LnT | 053 | TCPIP_DLMS | GSM | Feeder | 5606 | 203 | 11 KV ORD FACTORY-I | 127001 | 132 KV VARANGAON
00308237 | DLMS-HPL | 076 | TCPIP_DLMS | GSM | Feeder | 5606 | 204 | 11 KV TALWEL-GAOTHAN- | 124033 | 33/11 KV TALWEL
00308236 | DLMS-HPL | 076 | TCPIP_DLMS | GSM | Feeder | 5606 | 203 | 11 KV PIMPALGAON | 124033 | 33/11 KV TALWEL
08190120 | LnT | 053 | TCPIP_LNT | GSM | Feeder | 5606 | 206 | 11 KV JUNONE GAVTHAN | 124033 | 33/11 KV TALWEL
08063800 | LnT | 053 | TCPIP_LNT | GSM | Feeder | 5606 | 202 | 11 KV VARANGAON | 127001 | 132 KV VARANGAON
08063813 | LnT | 053 | TCPIP_LNT | GSM | Feeder | 5606 | 204 | 11 KV HATNOOR GAVTHAN | 127001 | 132 KV VARANGAON
00309222 | DLMS-HPL | 076 | TCPIP_DLMS | GSM | Feeder | 5606 | 202 | 11 KV AACHEGAON | 124033 | 33/11 KV TALWEL
MSB58457 | Secure | 055 | TCPIP_Secure | GSM | Feeder | 5606 | 205 | 11 KV TALWEL-AG- | 124033 | 33/11 KV TALWEL
13550794 | DLMS-LnT | 053 | TCPIP_DLMS | GSM | Feeder | 5606 | 201 | 11 KV HATNOOR | 127001 | 132 KV VARANGAON
XB424134 | DLMS-Secure | 055 | TCPIP_DLMS | GSM | Feeder | 5606 | 201 | 11 KV DHANORI FEEDER | 124161 | 33/11 kV GOLEGAON
XB434019 | DLMS-Secure | 055 | TCPIP_DLMS | GSM | Feeder | 5606 | 203 | 11 KV GOLEGAON FEEDER | 124161 | 33/11 kV GOLEGAON
XB434028 | DLMS-Secure | 055 | TCPIP_DLMS | GSM | Feeder | 5606 | 202 | 11 KV SUSRI FEEDER | 124161 | 33/11 kV GOLEGAON
17271550 | DLMS-LnT | 053 | TCPIP_DLMS | GSM | Feeder | 5606 | 208 | 11KV OZARKHEDA AG | 124033 | 33/11 KV TALWEL
00308238 | DLMS-HPL | 076 | TCPIP_DLMS | GSM | Feeder | 5606 | 201 | 11 KV DARYAPUR | 124033 | 33/11 KV TALWEL
18012901 | DLMS-LnT | 053 | TCPIP_DLMS | GSM | Feeder | 8125 | 204 | 11KV WADADHE GAOTHAN FEEDER | 124182 | 33/11 KV WADADHE (BHADGAON)
12626258 | DLMS-LnT | 053 | TCPIP_DLMS | GSM | Feeder | 8125 | 208 | SAWDA GAOTHAN | 124012 | 33 KV KOLGAON
14764258 | DLMS-LnT | 053 | TCPIP_DLMS | GSM | Feeder | 8125 | 202 | 11 KV VARKHED (AG) | 124132 | 33 KV AMADADA
X1093957 | DLMS-Secure | 055 | TCPIP_DLMS | GSM | Feeder | 8125 | 211 | 11 KV VADGAON BALAD | 124007 | 33 KV BHADGAON
05037507 | DLMS-HPL | 076 | TCPIP_DLMS | GSM | Feeder | 8125 | 208 | 11 KV NACHANKHEDA G | 124007 | 33 KV BHADGAON
17271574 | DLMS-LnT | 053 | TCPIP_DLMS | GSM | Feeder | 8125 | 207 | SHINDI GAOTHAN | 124012 | 33 KV KOLGAON
14764251 | DLMS-LnT | 053 | TCPIP_DLMS | GSM | Feeder | 8125 | 203 | 11 KV AMADADA (AG) | 124132 | 33 KV AMADADA
17223668 | DLMS-LnT | 053 | TCPIP_DLMS | GSM | Feeder | 8125 | 205 | 11KV BHADGAON PETH FDR | 124182 | 33/11 KV WADADHE (BHADGAON)
17223669 | DLMS-LnT | 053 | TCPIP_DLMS | GSM | Feeder | 8125 | 203 | 11KV WAK FDR | 124182 | 33/11 KV WADADHE (BHADGAON)
MSU11077 | Secure | 055 | TCPIP_Secure | GSM | Feeder | 8125 | 206 | 11 KV PENDGAON AG FEEDER | 124012 | 33 KV KOLGAON
MSU11142 | Secure | 055 | TCPIP_Secure | GSM | Feeder | 8125 | 205 | 11 KV JUWARDI FEEDER | 124012 | 33 KV KOLGAON
07425193 | LnT | 053 | TCPIP_LNT | GSM | Feeder | 8125 | 203 | 11 KV KOLGAON FEEDER | 124012 | 33 KV KOLGAON
MSU11079 | Secure | 055 | TCPIP_Secure | GSM | Feeder | 8125 | 201 | 11 KV SHIVANI FEEDER | 124012 | 33 KV KOLGAON
15086444 | LnT | 053 | TCPIP_LnT_9600 | GSM | Feeder | 8125 | 202 | 11 KV GHUSARDI AG | 124153 | 33 KV LON PIRACHE
15086441 | LnT | 053 | TCPIP_LnT_9600 | GSM | Feeder | 8125 | 201 | 11 KV GONDGAON GAOTHAN | 124153 | 33 KV LON PIRACHE
X1094003 | DLMS-Secure | 055 | TCPIP_DLMS | GSM | Feeder | 8125 | 201 | 11 KV NACHANKHEDA FEEDER | 124007 | 33 KV BHADGAON
18206209 | DLMS-LnT | 053 | TCPIP_DLMS | GSM | Feeder | 8125 | 203 | 11 KV BHADGAON AG | 124007 | 33 KV BHADGAON
17223740 | DLMS-LnT | 053 | TCPIP_DLMS | GSM | Feeder | 8125 | 207 | 11 KV INDUSTRIAL FEEDER | 124007 | 33 KV BHADGAON
07425192 | LnT | 053 | TCPIP_LNT | GSM | Feeder | 8125 | 204 | 11 KV PIMPRIHAT AG FEEDER | 124012 | 33 KV KOLGAON
07425194 | LnT | 053 | TCPIP_LNT | GSM | Feeder | 8125 | 202 | 11 KV GUDHE FEEDER | 124012 | 33 KV KOLGAON
18206211 | DLMS-LnT | 053 | TCPIP_DLMS | GSM | Feeder | 8125 | 202 | 11 KV PIMPALGAON AG | 124120 | 33 KV GIRAD
18206212 | DLMS-LnT | 053 | TCPIP_DLMS | GSM | Feeder | 8125 | 201 | 11 KV PIMPALGAON G | 124120 | 33 KV GIRAD
MSP59806 | DLMS-Secure | 055 | TCPIP_DLMS | GSM | Feeder | 8125 | 203 | 11 KV KOTHALI-NIMBHORA | 124151 | 33 KV VADJI
MSP59826 | DLMS-Secure | 055 | TCPIP_DLMS | GSM | Feeder | 8125 | 202 | 11 KV MAHINDALE FEEDER | 124151 | 33 KV VADJI
MSP59825 | DLMS-Secure | 055 | TCPIP_DLMS | GSM | Feeder | 8125 | 201 | 11 KV PANDHRAD FEEDER | 124151 | 33 KV VADJI
12626360 | DLMS-LnT | 053 | TCPIP_DLMS | GSM | Feeder | 8125 | 201 | 11 KV AMADAD GAVTHAN | 124132 | 33 KV AMADADA
00567216 | DLMS-HPL | 076 | TCPIP_DLMS | GSM | Feeder | 8125 | 203 | 11 KV BHATKHANDE | 124120 | 33 KV GIRAD
18206210 | DLMS-LnT | 053 | TCPIP_DLMS | GSM | Feeder | 8125 | 206 | 11 KV NIMBHORA FEEDER | 124007 | 33 KV BHADGAON
18206219 | DLMS-LnT | 053 | TCPIP_DLMS | GSM | Feeder | 8125 | 204 | 11 KV WALWADI FEEDER | 124007 | 33 KV BHADGAON
18206220 | DLMS-LnT | 053 | TCPIP_DLMS | GSM | Feeder | 8125 | 202 | 11 KV BHADGAON URBAN FEEDER | 124007 | 33 KV BHADGAON
XC413559 | DLMS-Secure | 055 | TCPIP_DLMS | GSM | Feeder | 8125 | 201 | 11KV WATER SUPPLY | 124182 | 33/11 KV WADADHE (BHADGAON)
XC439984 | DLMS-Secure | 055 | TCPIP_DLMS | GSM | Feeder | 8125 | 206 | 11KV KARAB FDR (U1) | 124182 | 33/11 KV WADADHE (BHADGAON)
XD413941 | DLMS-Secure | 055 | TCPIP_DLMS | GSM | Feeder | 8125 | 202 | 11KV NEW NIMBHORA 1 PHASE | 124182 | 33/11 KV WADADHE (BHADGAON)
08026753 | DLMS-Genus | 065 | TCPIP_DLMS | GSM | Feeder | 8125 | 212 | 11KV TONGAON FEEDER | 124007 | 33 KV BHADGAON
17223745 | DLMS-LnT | 053 | TCPIP_DLMS | GSM | Feeder | 8125 | 213 | 11KV BDN URBAN | 124007 | 33 KV BHADGAON
15086458 | LnT | 053 | TCPIP_LnT_9600 | GSM | Feeder | 8125 | 203 | 11 KV LON P. SINGLE PH | 124153 | 33 KV LON PIRACHE
08023727 | DLMS-Genus | 065 | TCPIP_DLMS | GSM | Feeder | 0590 | 202 | 11 KV NIPANE FEEDER | 124090 | 33/11 KV NAGARDEOLA
08026896 | DLMS-Genus | 065 | TCPIP_DLMS | GSM | Feeder | 0590 | 201 | 11 KV TARKHEDA GAVTHAN | 124160 | 33/11 KV TARKHEDA S/S
X1959599 | DLMS-Secure | 055 | TCPIP_DLMS | GSM | Feeder | 0590 | 207 | 11 KV KAJGAON GAOTHAN | 124008 | 33 KV KAJGAON
X1959557 | DLMS-Secure | 055 | TCPIP_DLMS | GSM | Feeder | 0590 | 208 | 11 KV GONDGAON GAOTHAN FEEDER | 124008 | 33 KV KAJGAON
05162011 | DLMS-HPL | 076 | TCPIP_DLMS | GSM | Feeder | 0590 | 204 | 11 KV PASARDI AG | 124008 | 33 KV KAJGAON
X1959558 | DLMS-Secure | 055 | TCPIP_DLMS | GSM | Feeder | 0590 | 203 | 11 KV PIMPALGAON AG | 124090 | 33/11 KV NAGARDEOLA
X1959556 | DLMS-Secure | 055 | TCPIP_DLMS | GSM | Feeder | 0590 | 201 | 11 KV SUTGIRNI IND. FEEDER | 124008 | 33 KV KAJGAON
X1959555 | DLMS-Secure | 055 | TCPIP_DLMS | GSM | Feeder | 0590 | 209 | 11 KV GONDGAON AG | 124008 | 33 KV KAJGAON
MSU11136 | Secure | 055 | TCPIP_Secure | GSM | Feeder | 0590 | 204 | 11 KV VISHNU NAGAR | 124090 | 33/11 KV NAGARDEOLA
MSU11135 | Secure | 055 | TCPIP_Secure | GSM | Feeder | 0590 | 205 | 11 KV INDUSTRIAL FEEDER | 124090 | 33/11 KV NAGARDEOLA
MSU11132 | Secure | 055 | TCPIP_Secure | GSM | Feeder | 0590 | 210 | 11 KV GHUSARDI AG | 124008 | 33 KV KAJGAON
MSU11139 | Secure | 055 | TCPIP_Secure | GSM | Feeder | 0590 | 206 | 11 KV PIMPALGAON GAV. | 124090 | 33/11 KV NAGARDEOLA
CGL02455 | DLMS-Secure | 055 | TCPIP_DLMS | GSM | Feeder | 0590 | 202 | 11 KV TARKHEDA AG | 124160 | 33/11 KV TARKHEDA S/S
18206214 | DLMS-LnT | 053 | TCPIP_DLMS | GSM | Feeder | 0590 | 207 | NIPANE NO 2 | 124090 | 33/11 KV NAGARDEOLA
18206213 | DLMS-LnT | 053 | TCPIP_DLMS | GSM | Feeder | 0590 | 202 | 11 KV PASARDI GAONTHAN | 124008 | 33 KV KAJGAON
18206215 | DLMS-LnT | 053 | TCPIP_DLMS | GSM | Feeder | 0590 | 201 | 11 KV NAGARDEOLA URBAN | 124090 | 33/11 KV NAGARDEOLA
X0402316 | DLMS-Secure | 055 | TCPIP_DLMS | GSM | Feeder | 0590 | 203 | 11 KV GALAN FEEDER | 124008 | 33 KV KAJGAON
X0402314 | DLMS-Secure | 055 | TCPIP_DLMS | GSM | Feeder | 0590 | 205 | 11 KV NERI FEEDER | 124008 | 33 KV KAJGAON
XC482845 | DLMS-Secure | 055 | TCPIP_DLMS | GSM | Feeder | 0590 | 211 | 11 KV NERI GAVTHAN FEEDER | 124008 | 33 KV KAJGAON
08023537 | DLMS-Genus | 065 | TCPIP_DLMS | GSM | Feeder | 0590 | 203 | 11 KV HANUMAN NAGAR AG | 124160 | 33/11 KV TARKHEDA S/S
X1959559 | DLMS-Secure | 055 | TCPIP_DLMS | GSM | Feeder | 0590 | 206 | 11 KV KAJGAON AG FEEDER | 124008 | 33 KV KAJGAON
X2141734 | DLMS-Secure | 055 | TCPIP_DLMS | GSM | Feeder | 8184 | 205 | 11 KV KOLHE AG (GHODASGAON) | 124088 | 33/11 KV PIMPALGAON HARESHWAR
X0400726 | DLMS-Secure | 055 | TCPIP_DLMS | GSM | Feeder | 8184 | 203 | 11 KV KURHAD AG | 124013 | 33/11 KV KURHAD
14764240 | DLMS-LnT | 053 | TCPIP_DLMS | GSM | Feeder | 8184 | 201 | MAHEHI DEVI | 124174 | 33/11 KV MAHEJI
14764259 | DLMS-LnT | 053 | TCPIP_DLMS | GSM | Feeder | 8184 | 202 | 11 KV NEW LOHARA AG | 124134 | 33/11 KV LOHARA
X1083237 | DLMS-Secure | 055 | TCPIP_DLMS | GSM | Feeder | 8184 | 201 | 11 KV NEW LOHARA GAOTHAN | 124134 | 33/11 KV LOHARA
X2141750 | DLMS-Secure | 055 | TCPIP_DLMS | GSM | Feeder | 8184 | 206 | 11 KV PIMPRI AG (DATTA MANDIR) | 124088 | 33/11 KV PIMPALGAON HARESHWAR
14764260 | DLMS-LnT | 053 | TCPIP_DLMS | GSM | Feeder | 8184 | 205 | 11 KV BAMBRUD AG | 124009 | 33/11 KV LASGAON
07424654 | LnT | 053 | TCPIP_LNT | GSM | Feeder | 8184 | 202 | 11 KV VARSADE AG (DHAKLE GAON) | 124088 | 33/11 KV PIMPALGAON HARESHWAR
MSB61961 | Secure | 055 | TCPIP_Secure | GSM | Feeder | 8184 | 205 | 11 KV AMBE VADGAON GAOTHAN | 124013 | 33/11 KV KURHAD
08190114 | LnT | 053 | TCPIP_LNT | GSM | Feeder | 8184 | 201 | 11 KV PIMPALGAON GAOTHAN | 124088 | 33/11 KV PIMPALGAON HARESHWAR
07424949 | LnT | 053 | TCPIP_LNT | GSM | Feeder | 8184 | 201 | 11 KV VADGAON AG | 124013 | 33/11 KV KURHAD
10036392 | LnT | 053 | TCPIP_LnT_9600 | GSM | Feeder | 8184 | 204 | 11 KV BHOJE GAOTHAN | 124088 | 33/11 KV PIMPALGAON HARESHWAR
08190105 | LnT | 053 | TCPIP_LNT | GSM | Feeder | 8184 | 203 | 11 KV BHOJE AG | 124088 | 33/11 KV PIMPALGAON HARESHWAR
MSU11073 | Secure | 055 | TCPIP_Secure | GSM | Feeder | 8184 | 202 | 11 KV BAMBRUD GAOTHAN | 124009 | 33/11 KV LASGAON
MSU11075 | Secure | 055 | TCPIP_Secure | GSM | Feeder | 8184 | 201 | 11 KV LASGAON FEEDER | 124009 | 33/11 KV LASGAON
MSU11118 | Secure | 055 | TCPIP_Secure | GSM | Feeder | 8184 | 203 | 11 KV NANDRA FEEDER | 124009 | 33/11 KV LASGAON
14764263 | DLMS-LnT | 053 | TCPIP_DLMS | GSM | Feeder | 8184 | 207 | 11 KV PCK INDUSTRIAL FEEDER | 124013 | 33/11 KV KURHAD
18206218 | DLMS-LnT | 053 | TCPIP_DLMS | GSM | Feeder | 8184 | 203 | 11 KV KALAMSARA AG | 124134 | 33/11 KV LOHARA
18206217 | DLMS-LnT | 053 | TCPIP_DLMS | GSM | Feeder | 8184 | 202 | 11 KV LOHARA-MHASAS AG | 124013 | 33/11 KV KURHAD
18206216 | DLMS-LnT | 053 | TCPIP_DLMS | GSM | Feeder | 8184 | 206 | 11 KV LOHARA-MHASAS GAOTHAN | 124013 | 33/11 KV KURHAD
XC413585 | DLMS-Secure | 055 | TCPIP_DLMS | GSM | Feeder | 8184 | 202 | DAHEGAON SANT | 124174 | 33/11 KV MAHEJI
XC413610 | DLMS-Secure | 055 | TCPIP_DLMS | GSM | Feeder | 8184 | 203 | KURANGI | 124174 | 33/11 KV MAHEJI
X0400725 | DLMS-Secure | 055 | TCPIP_DLMS | GSM | Feeder | 8184 | 204 | 11 KV KURHAD GAOTHAN | 124013 | 33/11 KV KURHAD
05036660 | DLMS-HPL | 076 | TCPIP_DLMS | GSM | Feeder | 8184 | 206 | 11 KV ASANKHEDA GAOTHAN | 124009 | 33/11 KV LASGAON
10268360 | LnT | 053 | TCPIP_LnT_9600 | GSM | Feeder | 8168 | 202 | 11 KV SATGAON AG | 124010 | 33/11 KV WADI SHEWALE
10036393 | LnT | 053 | TCPIP_LnT_9600 | GSM | Feeder | 8168 | 203 | 11 KV MONDHALE AG FEEDER | 124010 | 33/11 KV WADI SHEWALE
12626371 | DLMS-LnT | 053 | TCPIP_DLMS | GSM | Feeder | 8168 | 201 | 11 KV INDUSTRIAL NIRMAL | 124110 | 33/11 KV NIRMAL SUBSTATION
13546804 | DLMS-LnT | 053 | TCPIP_DLMS | GSM | Feeder | 8168 | 203 | 11 KV SHIVAR (AGRICULTURE) | 124125 | 33/11 KV MIDC SUBSTATION
14764250 | DLMS-LnT | 053 | TCPIP_DLMS | GSM | Feeder | 8168 | 202 | 11 KV ANTURLI | 124110 | 33/11 KV NIRMAL SUBSTATION
05037509 | DLMS-HPL | 076 | TCPIP_DLMS | GSM | Feeder | 8168 | 204 | 11KV ANTURLI GAOTHAN | 124110 | 33/11 KV NIRMAL SUBSTATION
X1093956 | DLMS-Secure | 055 | TCPIP_DLMS | GSM | Feeder | 8168 | 205 | VARKHEDI INDUSTRIAL | 124125 | 33/11 KV MIDC SUBSTATION
XC482850 | DLMS-Secure | 055 | TCPIP_DLMS | GSM | Feeder | 8168 | 206 | 11 KV VANEGAON GAOTHAN | 124010 | 33/11 KV WADI SHEWALE
13045150 | LnT | 053 | TCPIP_LnT_9600 | GSM | Feeder | 8168 | 203 | 11 KV PANDAV NAGARI FEEDER | 124148 | 33/11 KV PACHORA (RAPDRP) SUBSTATION
08063881 | LnT | 053 | TCPIP_LNT | GSM | Feeder | 8168 | 208 | 11 KV KHEDGAON GAOTHAN | 127005 | 132/11 KV PACHORA SUBSTATION
00567828 | DLMS-HPL | 076 | TCPIP_DLMS | GSM | Feeder | 8168 | 202 | 11 KV VASAHAT INDUSTRIAL | 124125 | 33/11 KV MIDC SUBSTATION
00567849 | DLMS-HPL | 076 | TCPIP_DLMS | GSM | Feeder | 8168 | 204 | 11 KV GAYTRI FEEDER | 124125 | 33/11 KV MIDC SUBSTATION
10009244 | LnT | 053 | TCPIP_LnT_9600 | GSM | Feeder | 8168 | 205 | 11 KV SHINDAD GAOTHAN FEEDER | 124010 | 33/11 KV WADI SHEWALE
10009254 | LnT | 053 | TCPIP_LnT_9600 | GSM | Feeder | 8168 | 201 | 11 KV WADI AG FEEDER | 124010 | 33/11 KV WADI SHEWALE
XB402924 | DLMS-Secure | 055 | TCPIP_DLMS | GSM | Feeder | 8168 | 204 | 11 KV DONGERGAON FEEDER | 124010 | 33/11 KV WADI SHEWALE
13045170 | LnT | 053 | TCPIP_LnT_9600 | GSM | Feeder | 8168 | 201 | 11 KV CHATRAPATI SHIVAJI NAGAR FEEDER | 124148 | 33/11 KV PACHORA (RAPDRP) SUBSTATION
18206221 | DLMS-LnT | 053 | TCPIP_DLMS | GSM | Feeder | 8168 | 203 | 11 KV PUNGAON | 124110 | 33/11 KV NIRMAL SUBSTATION
13546891 | DLMS-LnT | 053 | TCPIP_DLMS | GSM | Feeder | 8168 | 201 | 11 Kv KRUSHNAPURI | 124125 | 33/11 KV MIDC SUBSTATION
13546875 | LnT | 053 | TCPIP_LnT_9600 | GSM | Feeder | 8133 | 202 | 11 KV TAMASWADI AG FEEDER | 124011 | 33/11 KV TAMASWADI SUBSTATION
12626337 | DLMS-LnT | 053 | TCPIP_DLMS | GSM | Feeder | 8133 | 202 | 11 KV RATNAPIMPRI AG FEEDER | 124109 | 33/11 KV RATNAPIMPRI SUBSTATION
12626324 | DLMS-LnT | 053 | TCPIP_DLMS | GSM | Feeder | 8133 | 203 | 11 KV KOLPIMPRI SINGLE PHASING FEEDER | 124109 | 33/11 KV RATNAPIMPRI SUBSTATION
14764256 | DLMS-LnT | 053 | TCPIP_DLMS | GSM | Feeder | 8133 | 201 | 11 KV RATNAPIMPRI GAOTHAN FEEDER | 124109 | 33/11 KV RATNAPIMPRI SUBSTATION
CGL02448 | DLMS-Secure | 055 | TCPIP_DLMS | GSM | Feeder | 8133 | 202 | 11 KV MONDHALE SINGLE PHASING FEEDER | 124104 | 33/11 KV BAHADARPUR SUBSTATION
04576831 | DLMS-Genus | 065 | TCPIP_DLMS | GSM | Feeder | 8133 | 209 | 11 KV BOLE AG FEEDER | 124011 | 33/11 KV TAMASWADI SUBSTATION
X1957385 | DLMS-Secure | 055 | TCPIP_DLMS | GSM | Feeder | 8133 | 202 | 11 KV INDUSTRIAL-I FEEDER | 124006 | 33/11 KV PAROLA SUBSTATION
12626246 | DLMS-LnT | 053 | TCPIP_DLMS | GSM | Feeder | 8133 | 201 | 11 KV PAROLA URBAN FEEDER | 124006 | 33/11 KV PAROLA SUBSTATION
14764254 | DLMS-LnT | 053 | TCPIP_DLMS | GSM | Feeder | 8133 | 210 | 11 KV TARWADE AG FEEDER | 124011 | 33/11 KV TAMASWADI SUBSTATION
05162129 | DLMS-HPL | 076 | TCPIP_DLMS | GSM | Feeder | 8133 | 201 | 11 KV SARVE SINGLE PHASING FEEDER | 124085 | 33/11 KV SAVKHEDA HOL SUBSTATION
05162130 | DLMS-HPL | 076 | TCPIP_DLMS | GSM | Feeder | 8133 | 203 | 11 KV PALASKHEDA SINGLE PHASING FEEDER | 124085 | 33/11 KV SAVKHEDA HOL SUBSTATION
19858775 | DLMS-LnT | 053 | TCPIP_DLMS | GSM | Feeder | 8133 | 204 | 11 KV SHEWAGE-BK SINGLE PHASING FEEDER | 124006 | 33/11 KV PAROLA SUBSTATION
XC590092 | Secure | 055 | TCPIP_Secure | GSM | Feeder | 8133 | 204 | 11 KV JIRALI GAOTHAN FEEDER | 124104 | 33/11 KV BAHADARPUR SUBSTATION
XC590093 | Secure | 055 | TCPIP_Secure | GSM | Feeder | 8133 | 210 | 11 KV INDUSTRIAL-II FEEDER | 124006 | 33/11 KV PAROLA SUBSTATION
05037556 | DLMS-HPL | 076 | TCPIP_DLMS | GSM | Feeder | 8133 | 208 | 11 KV UNDIRKHEDA SINGLE PHASING FEEDER | 124006 | 33/11 KV PAROLA SUBSTATION
08026899 | DLMS-Genus | 065 | NON_AMR_MODEM | GSM | Feeder | 8133 | 206 | 11 KV MEHU TEHU AG FEEDER | 124006 | 33/11 KV PAROLA SUBSTATION
17223662 | DLMS-LnT | 053 | TCPIP_DLMS | GSM | Feeder | 8133 | 207 | 11 KV MEHU TEHU GAOTHAN FEEDER | 124006 | 33/11 KV PAROLA SUBSTATION
13546898 | DLMS-LnT | 053 | TCPIP_DLMS | GSM | Feeder | 8133 | 212 | 11 KV BSNL URBAN FEEDER | 124006 | 33/11 KV PAROLA SUBSTATION
08190111 | LnT | 053 | TCPIP_LNT | GSM | Feeder | 8133 | 208 | 11 KV RATALE AG FEEDER | 124011 | 33/11 KV TAMASWADI SUBSTATION
08026905 | DLMS-Genus | 065 | TCPIP_DLMS | GSM | Feeder | 8133 | 203 | 11 KV VICHKHEDA SINGLE PHASING FEEDER | 124006 | 33/11 KV PAROLA SUBSTATION
X1790627 | Secure | 055 | TCPIP_Secure | GSM | Feeder | 8133 | 204 | 11KV ITAVE SINGLE PHASING FDR | 124085 | 33/11 KV SAVKHEDA HOL SUBSTATION
X1790626 | Secure | 055 | TCPIP_Secure | GSM | Feeder | 8133 | 205 | 11KV MOHADI SINGLE PHASING FDR | 124085 | 33/11 KV SAVKHEDA HOL SUBSTATION
08026904 | DLMS-Genus | 065 | TCPIP_DLMS | GSM | Feeder | 8133 | 205 | 11 KV SHELAVE SINGLE PHASING FEEDER | 124006 | 33/11 KV PAROLA SUBSTATION
X1094013 | DLMS-Secure | 055 | TCPIP_DLMS | GSM | Feeder | 8133 | 207 | 11 KV EXPRESS PWW FEEDER | 124011 | 33/11 KV TAMASWADI SUBSTATION
18206237 | DLMS-LnT | 053 | TCPIP_DLMS | GSM | Feeder | 8133 | 203 | 11 KV BHOLANE AG FEEDER | 124104 | 33/11 KV BAHADARPUR SUBSTATION
18206236 | DLMS-LnT | 053 | TCPIP_DLMS | GSM | Feeder | 8133 | 203 | 11 KV CHORWAD AG FEEDER | 124105 | 33/11 KV MANGRUL SUBSTATION
18206235 | DLMS-LnT | 053 | TCPIP_DLMS | GSM | Feeder | 8133 | 202 | 11 KV DHULPIMPRI AG FEEDER | 124105 | 33/11 KV MANGRUL SUBSTATION
18206234 | DLMS-LnT | 053 | TCPIP_DLMS | GSM | Feeder | 8133 | 201 | 11 KV MANGRUL GAOTHAN FEEDER | 124105 | 33/11 KV MANGRUL SUBSTATION
17223672 | LnT | 053 | TCPIP_LnT_9600 | GSM | Feeder | 8133 | 202 | 11 KV KANHERE SINGLE PHASING FEEDER | 124085 | 33/11 KV SAVKHEDA HOL SUBSTATION
12626359 | DLMS-LnT | 053 | TCPIP_DLMS | GSM | Feeder | 8133 | 201 | 11 KV MUNDANE AG FEEDER | 124011 | 33/11 KV TAMASWADI SUBSTATION
18206238 | DLMS-LnT | 053 | TCPIP_DLMS | GSM | Feeder | 8133 | 201 | 11 KV BADRINARAYAN AG FEEDER | 124104 | 33/11 KV BAHADARPUR SUBSTATION
08023548 | DLMS-Genus | 065 | TCPIP_DLMS | GSM | Feeder | 8133 | 205 | 11 KV KARMAD GAOTHAN FEEDER | 124011 | 33/11 KV TAMASWADI SUBSTATION
08023535 | DLMS-Genus | 065 | TCPIP_DLMS | GSM | Feeder | 8133 | 203 | 11 KV KARMAD AG FEEDER | 124011 | 33/11 KV TAMASWADI SUBSTATION
14764252 | DLMS-LnT | 053 | TCPIP_DLMS | GSM | Feeder | 8133 | 206 | 11 KV MUNDANE GAOTHAN FEEDER | 124011 | 33/11 KV TAMASWADI SUBSTATION
XD452949 | DLMS-Secure | 055 | TCPIP_DLMS | GSM | Feeder | 8133 | 205 | 11 KV SHIRSODE GAOTHAN FEEDER | 124104 | 33/11 KV BAHADARPUR SUBSTATION
08023538 | DLMS-Genus | 065 | TCPIP_DLMS | GSM | Feeder | 8133 | 204 | 11 KV TAMASWADI GAOTHAN FEEDER | 124011 | 33/11 KV TAMASWADI SUBSTATION
17271657 | DLMS-LnT | 053 | TCPIP_DLMS | GSM | Feeder | 8133 | 209 | 11 KV JHAPATBHAWANI URBAN FEEDER | 124006 | 33/11 KV PAROLA SUBSTATION
07425203 | LnT | 053 | TCPIP_LNT | GSM | Feeder | 0655 | 207 | 11 KV KIRWAD-GAOTHAN | 124054 | 33KV MORGAON
03003356 | Genus | 065 | TCPIP_Genus | GSM | Feeder | 0655 | 206 | 11 KV AINPUR VILLAGE | 124053 | 33/11 KV AINPUR
07425089 | LnT | 053 | TCPIP_LNT | GSM | Feeder | 0655 | 205 | 11KV PADALA | 124054 | 33KV MORGAON
07425088 | LnT | 053 | TCPIP_LNT | GSM | Feeder | 0655 | 205 | 11 KV DHAMODI | 124053 | 33/11 KV AINPUR
15107759 | LnT | 053 | TCPIP_LnT_9600 | GSM | Feeder | 0655 | 206 | 11 KV KUSUMBE FEEDER | 124057 | 33/11 KV VIVARA
15107719 | LnT | 053 | TCPIP_LnT_9600 | GSM | Feeder | 0655 | 204 | 11 KV VIVRA GAOTHAN | 124057 | 33/11 KV VIVARA
07424955 | LnT | 053 | TCPIP_LNT | GSM | Feeder | 0655 | 201 | 11 KV KIRWAD-AG | 124054 | 33KV MORGAON
XB452191 | DLMS-Secure | 055 | TCPIP_DLMS | GSM | Feeder | 0655 | 202 | 11 KV MOHGAN AG | 124166 | 33/11 KV MOHAGAN
XB452192 | DLMS-Secure | 055 | TCPIP_DLMS | GSM | Feeder | 0655 | 201 | 11 KV GANGAPURI AG | 124166 | 33/11 KV MOHAGAN
XB452187 | DLMS-Secure | 055 | TCPIP_DLMS | GSM | Feeder | 0655 | 203 | 11 KV KARJOT AG | 124166 | 33/11 KV MOHAGAN
X0398473 | DLMS-Secure | 055 | TCPIP_DLMS | GSM | Feeder | 0655 | 201 | 11 KV SANGAVA | 124058 | 33/11 KV NIMBOL
X0398474 | DLMS-Secure | 055 | TCPIP_DLMS | GSM | Feeder | 0655 | 205 | 11 KV PATONDI AG | 124058 | 33/11 KV NIMBOL
04576635 | DLMS-Genus | 065 | TCPIP_DLMS | GSM | Feeder | 0655 | 201 | 11 KV PIMPRI | 124055 | 33/11 KV KERHALE
X0789966 | DLMS-Secure | 055 | TCPIP_DLMS | GSM | Feeder | 0655 | 202 | 11 KV KHIRODA AG | 124179 | 33/11 KV BAKSHIPUR S/S
17271640 | DLMS-LnT | 053 | TCPIP_DLMS | GSM | Feeder | 0655 | 203 | 11 KV MOHARAL AG | 124056 | 33/11 KV PAL
17271653 | DLMS-LnT | 053 | TCPIP_DLMS | GSM | Feeder | 0655 | 201 | 11 KV PAL | 124056 | 33/11 KV PAL
X0400741 | DLMS-Secure | 055 | TCPIP_DLMS | GSM | Feeder | 0655 | 203 | 11 KV JUNONE | 124055 | 33/11 KV KERHALE
17270475 | DLMS-LnT | 053 | TCPIP_DLMS | GSM | Feeder | 0655 | 213 | 11 KV M.I.D.C. RAVER | 127014 | 132 KV RAVER
17271551 | DLMS-LnT | 053 | TCPIP_DLMS | GSM | Feeder | 0655 | 204 | 11 KV AINPUR -AG | 124053 | 33/11 KV AINPUR
14764241 | DLMS-LnT | 053 | TCPIP_DLMS | GSM | Feeder | 0655 | 202 | 11 KV PAL GAVTHAN | 124056 | 33/11 KV PAL
X0789967 | DLMS-Secure | 055 | TCPIP_DLMS | GSM | Feeder | 0655 | 203 | 11 KV AABHODA AG | 124179 | 33/11 KV BAKSHIPUR S/S
X0789982 | DLMS-Secure | 055 | TCPIP_DLMS | GSM | Feeder | 0655 | 201 | 11 KV BAKSHIPUR GAOTHAN | 124179 | 33/11 KV BAKSHIPUR S/S
17223687 | DLMS-LnT | 053 | TCPIP_DLMS | GSM | Feeder | 0655 | 202 | 11 KV NANDURKHEDA- AG | 124058 | 33/11 KV NIMBOL
X1294767 | DLMS-Secure | 055 | TCPIP_DLMS | GSM | Feeder | 0655 | 203 | 11 KV VITWA- AG | 124053 | 33/11 KV AINPUR
XG437274 | DLMS-Secure | 055 | TCPIP_DLMS | GSM | Feeder | 0655 | 207 | 11KV PIMPRI GAOTHAN | 124055 | 33/11 KV KERHALE
XD413930 | DLMS-Secure | 055 | TCPIP_DLMS | GSM | Feeder | 0655 | 202 | 11KV NAGZIRI | 124184 | 33/11KV RAVER IPDS
08023732 | DLMS-Genus | 065 | TCPIP_DLMS | GSM | Feeder | 0655 | 203 | 11KV ATHWADE BAZAR | 124184 | 33/11KV RAVER IPDS
07427495 | LnT | 053 | TCPIP_LNT | GSM | Feeder | 0655 | 203 | 11 KV VIVARA-III | 124057 | 33/11 KV VIVARA
07038217 | LnT | 053 | TCPIP_LnT_9600 | GSM | Feeder | 0655 | 203 | 11 KV NIMBOL | 124058 | 33/11 KV NIMBOL
MSB02549 | Secure | 055 | TCPIP_Secure | GSM | Feeder | 0655 | 201 | 11 KV AJNAD GAOTHAN | 124094 | 33/11 KV KHANAPUR
03003283 | Genus | 065 | TCPIP_Genus | GSM | Feeder | 0655 | 202 | 11 KV KANDWEL | 124053 | 33/11 KV AINPUR
07425086 | LnT | 053 | TCPIP_LNT | GSM | Feeder | 0655 | 208 | 11 KV MORGAON -GAOTHAN | 124054 | 33KV MORGAON
07425087 | LnT | 053 | TCPIP_LNT | GSM | Feeder | 0655 | 206 | 11 KV DHURKHEDA | 124054 | 33KV MORGAON
03003354 | Genus | 065 | TCPIP_Genus | GSM | Feeder | 0655 | 207 | 11 KV KHIRDI GAOTHAN | 124053 | 33/11 KV AINPUR
07425297 | LnT | 053 | TCPIP_LNT | GSM | Feeder | 0655 | 202 | 11 KV VIVARA-II | 124057 | 33/11 KV VIVARA
07409112 | LnT | 053 | TCPIP_LNT | GSM | Feeder | 0655 | 204 | 11 KV ATWADE | 124054 | 33KV MORGAON
07038122 | LnT | 053 | TCPIP_LNT | GSM | Feeder | 0655 | 203 | 11 KV MORGAON | 124054 | 33KV MORGAON
07427566 | LnT | 053 | TCPIP_LNT | GSM | Feeder | 0655 | 204 | 11 KV GINING INDUSTRIAL FEEDER | 124055 | 33/11 KV KERHALE
07425205 | LnT | 053 | TCPIP_LNT | GSM | Feeder | 0655 | 201 | 11 KV BHAMALWADI-AG | 124053 | 33/11 KV AINPUR
MSB02548 | Secure | 055 | TCPIP_Secure | GSM | Feeder | 0655 | 203 | 11 KV AJNAD AG | 124094 | 33/11 KV KHANAPUR
MSB02556 | Secure | 055 | TCPIP_Secure | GSM | Feeder | 0655 | 202 | 11 KV KHANAPUR AG | 124094 | 33/11 KV KHANAPUR
07424405 | LnT | 053 | TCPIP_LNT | GSM | Feeder | 0655 | 206 | 11 KV TARAI AG | 124055 | 33/11 KV KERHALE
07326392 | LnT | 053 | TCPIP_LNT | GSM | Feeder | 0655 | 205 | 11 KV MANGRUL FEEDER | 124055 | 33/11 KV KERHALE
X1444517 | DLMS-Secure | 055 | TCPIP_DLMS | GSM | Feeder | 0655 | 201 | 11KV SATPUDA AG | 124185 | 33/11KV MANGRUL
X1444490 | DLMS-Secure | 055 | TCPIP_DLMS | GSM | Feeder | 0655 | 202 | 11KV JUNONE GAOTHAN | 124185 | 33/11KV MANGRUL
X1444497 | DLMS-Secure | 055 | TCPIP_DLMS | GSM | Feeder | 0655 | 203 | 11KV JUNONE AG | 124185 | 33/11KV MANGRUL
05037183 | DLMS-HPL | 076 | TCPIP_DLMS | GSM | Feeder | 0655 | 202 | 11KV KHANAPUR- AG | 124054 | 33KV MORGAON
X0400722 | DLMS-Secure | 055 | TCPIP_DLMS | GSM | Feeder | 0655 | 202 | 11 KV KERHALE | 124055 | 33/11 KV KERHALE
00567193 | DLMS-HPL | 076 | TCPIP_DLMS | GSM | Feeder | 0655 | 204 | 11 KV SANGVA GAVTHAN | 124058 | 33/11 KV NIMBOL
00567854 | DLMS-HPL | 076 | TCPIP_DLMS | GSM | Feeder | 0655 | 201 | 11 KV VIVARA-I-PARASE- | 124057 | 33/11 KV VIVARA
00567246 | DLMS-HPL | 076 | TCPIP_DLMS | GSM | Feeder | 0655 | 205 | 11 KV UTKHEDA GAOTHAN | 124057 | 33/11 KV VIVARA
00567825 | DLMS-HPL | 076 | TCPIP_DLMS | GSM | Feeder | 0655 | 201 | 11KV STATION ROAD | 124184 | 33/11KV RAVER IPDS
17271573 | DLMS-LnT | 053 | TCPIP_DLMS | GSM | Feeder | 0655 | 206 | 11KV BOHARDE AG FEEDER | 124058 | 33/11 KV NIMBOL
00567884 | DLMS-HPL | 076 | TCPIP_DLMS | GSM | Feeder | 0663 | 202 | 11 KV LUMKHEDA | 124061 | 33/11 KV UDHALI
00567824 | DLMS-HPL | 076 | TCPIP_DLMS | GSM | Feeder | 0663 | 208 | 11 KV KHIRODA VILLAGE | 124060 | 33/11 KV KHIRODA
05037002 | DLMS-HPL | 076 | TCPIP_DLMS | GSM | Feeder | 0663 | 201 | 11 KV SINGAT VILLAGE | 124115 | 33/11 KV SINGAT
05161960 | HPL | 076 | TCPIP_HSPL | GSM | Feeder | 0663 | 204 | 11 KV FAIZPUR WATER SUPPLY EXPRESS FEEDER | 124107 | 33/11 KV GAURKHEDA
05036653 | DLMS-HPL | 076 | TCPIP_DLMS | GSM | Feeder | 0663 | 202 | 11 KV PURI-GOLWADE -AG | 124115 | 33/11 KV SINGAT
00567886 | DLMS-HPL | 076 | TCPIP_DLMS | GSM | Feeder | 0663 | 204 | 11 kv ROZODA -AG | 124060 | 33/11 KV KHIRODA
X1094008 | DLMS-Secure | 055 | TCPIP_DLMS | GSM | Feeder | 0663 | 201 | 11 KV SAWKHEDA | 124059 | 33/11 KV CHINAWAL
X2027727 | DLMS-Secure | 055 | TCPIP_DLMS | GSM | Feeder | 0663 | 203 | 11 KV CHINWAL SHIVAR AG FEEDER | 124189 | 33/11 KV SAVKHEDA SUBSTATION
X2027725 | DLMS-Secure | 055 | TCPIP_DLMS | GSM | Feeder | 0663 | 204 | 11 KV SATPUDA AG FEEDER | 124189 | 33/11 KV SAVKHEDA SUBSTATION
X2027728 | DLMS-Secure | 055 | TCPIP_DLMS | GSM | Feeder | 0663 | 202 | 11 KV BUS STAND GAOTHAN FEEDER | 124189 | 33/11 KV SAVKHEDA SUBSTATION
04576639 | DLMS-Genus | 065 | TCPIP_DLMS | GSM | Feeder | 0663 | 203 | 11 KV KALMODA | 124060 | 33/11 KV KHIRODA
08026911 | DLMS-Genus | 065 | TCPIP_DLMS | GSM | Feeder | 0663 | 207 | 11 kv Waghoda village | 124059 | 33/11 KV CHINAWAL
X2138987 | DLMS-Secure | 055 | TCPIP_DLMS | GSM | Feeder | 0663 | 206 | 11 KV KUSUMBA SHIVAR AG FEEDER | 124107 | 33/11 KV GAURKHEDA
X2139014 | DLMS-Secure | 055 | TCPIP_DLMS | GSM | Feeder | 0663 | 208 | 11 KV SHIV MANDIR AG FEEDER | 124107 | 33/11 KV GAURKHEDA
X2138988 | DLMS-Secure | 055 | TCPIP_DLMS | GSM | Feeder | 0663 | 207 | 11 KV TAROLA AG FEEDER | 124107 | 33/11 KV GAURKHEDA
19859241 | DLMS-LnT | 053 | TCPIP_DLMS | GSM | Feeder | 0663 | 202 | 11 KV BALWADI | 127012 | 132 KV NIMBHORA
19859237 | DLMS-LnT | 053 | TCPIP_DLMS | GSM | Feeder | 0663 | 201 | 11 KV KHIRDI | 127012 | 132 KV NIMBHORA
00567822 | DLMS-HPL | 076 | TCPIP_DLMS | GSM | Feeder | 0663 | 201 | 11 KV SAWKHEDA II AG | 124060 | 33/11 KV KHIRODA
12629526 | DLMS-LnT | 053 | TCPIP_DLMS | GSM | Feeder | 0663 | 209 | 11KV THORGAVAN Village | 127003 | 132 KV SAVADA
08190169 | LnT | 053 | TCPIP_LNT | GSM | Feeder | 0663 | 204 | 11 KV Udhali Village | 124061 | 33/11 KV UDHALI
07425155 | LnT | 053 | TCPIP_LNT | GSM | Feeder | 0663 | 205 | 11 KV SAWKHEDA-I | 124060 | 33/11 KV KHIRODA
07425154 | LnT | 053 | TCPIP_LNT | GSM | Feeder | 0663 | 202 | 11 KV Chinchati-Ag | 124060 | 33/11 KV KHIRODA
MSE78978 | Secure | 055 | TCPIP_Secure | GSM | Feeder | 0663 | 207 | 11 KV CHINCHATI -V | 124060 | 33/11 KV KHIRODA
13546856 | DLMS-LnT | 053 | TCPIP_DLMS | GSM | Feeder | 0663 | 202 | 11 KV STATE BANK | 124173 | 33/11 KV SAVADA URBAN
13550785 | DLMS-LnT | 053 | TCPIP_DLMS | GSM | Feeder | 0663 | 201 | 11 KV SUNODA AG | 127003 | 132 KV SAVADA
13550768 | DLMS-LnT | 053 | TCPIP_DLMS | GSM | Feeder | 0663 | 210 | 11 KV MASKAWAD VILLAGE | 127003 | 132 KV SAVADA
MSE78975 | Secure | 055 | TCPIP_Secure | GSM | Feeder | 0663 | 202 | 11 KV WAGHODA | 124059 | 33/11 KV CHINAWAL
X0398472 | DLMS-Secure | 055 | TCPIP_DLMS | GSM | Feeder | 0663 | 201 | 11 KV GAURKHEDA-AG | 124107 | 33/11 KV GAURKHEDA
X0398470 | DLMS-Secure | 055 | TCPIP_DLMS | GSM | Feeder | 0663 | 209 | 11 KV CHINAWAL-III | 124059 | 33/11 KV CHINAWAL
X0398471 | DLMS-Secure | 055 | TCPIP_DLMS | GSM | Feeder | 0663 | 202 | 11 KV LOHARA AG | 124107 | 33/11 KV GAURKHEDA
X1257109 | DLMS-Secure | 055 | TCPIP_DLMS | GSM | Feeder | 0663 | 208 | 11KV THORGAVAN- AGR | 127003 | 132 KV SAVADA
13546831 | DLMS-LnT | 053 | TCPIP_DLMS | GSM | Feeder | 0663 | 203 | 11 KV LOHARA GAOTHAN | 124107 | 33/11 KV GAURKHEDA
X0402277 | DLMS-Secure | 055 | TCPIP_DLMS | GSM | Feeder | 0663 | 209 | 11 KV EXPRESS HATNOOR DAM | 124061 | 33/11 KV UDHALI
X0402280 | DLMS-Secure | 055 | TCPIP_DLMS | GSM | Feeder | 0663 | 205 | 11 KV TANDALWADI -V | 124061 | 33/11 KV UDHALI
X0402282 | DLMS-Secure | 055 | TCPIP_DLMS | GSM | Feeder | 0663 | 201 | 11 KV UDHALI -AG | 124061 | 33/11 KV UDHALI
X0401815 | DLMS-Secure | 055 | TCPIP_DLMS | GSM | Feeder | 0663 | 207 | 11 KV MANGALWADI AGR | 124061 | 33/11 KV UDHALI
X0402278 | DLMS-Secure | 055 | TCPIP_DLMS | GSM | Feeder | 0663 | 208 | 11 KV TASKHEDA GAOTHAN | 124061 | 33/11 KV UDHALI
X0402281 | DLMS-Secure | 055 | TCPIP_DLMS | GSM | Feeder | 0663 | 203 | 11 KV TANDALWADI | 124061 | 33/11 KV UDHALI
XF470589 | DLMS-Secure | 055 | TCPIP_DLMS | GSM | Feeder | 0663 | 205 | 11 KV WADGAON AG | 124059 | 33/11 KV CHINAWAL
XF470638 | DLMS-Secure | 055 | TCPIP_DLMS | GSM | Feeder | 0663 | 206 | 11 KV CHINAWAL I | 124059 | 33/11 KV CHINAWAL
17270499 | DLMS-LnT | 053 | TCPIP_DLMS | GSM | Feeder | 0663 | 206 | 11 KV SAVADA | 127003 | 132 KV SAVADA
17270512 | DLMS-LnT | 053 | TCPIP_DLMS | GSM | Feeder | 0663 | 203 | 11 KV NIMBHORA | 127012 | 132 KV NIMBHORA
13550786 | DLMS-LnT | 053 | TCPIP_DLMS | GSM | Feeder | 0663 | 207 | 11 Kv Maskawad Agr | 127003 | 132 KV SAVADA
13546854 | DLMS-LnT | 053 | TCPIP_DLMS | GSM | Feeder | 0663 | 204 | 11 KV CHINAWAL II Village | 124059 | 33/11 KV CHINAWAL
14764239 | DLMS-LnT | 053 | TCPIP_DLMS | GSM | Feeder | 0663 | 206 | 11 KV ROZODA VILLAGE | 124060 | 33/11 KV KHIRODA
14764242 | DLMS-LnT | 053 | TCPIP_DLMS | GSM | Feeder | 0663 | 201 | 11KV MIDC SAVADA | 124173 | 33/11 KV SAVADA URBAN
12626325 | DLMS-LnT | 053 | TCPIP_DLMS | GSM | Feeder | 0663 | 203 | 11 KV GAVAT BAZAR | 124173 | 33/11 KV SAVADA URBAN
17009530 | DLMS-LnT | 053 | TCPIP_DLMS | GSM | Feeder | 0663 | 202 | 11 KV LIS AG | 127003 | 132 KV SAVADA
17271644 | DLMS-LnT | 053 | TCPIP_DLMS | GSM | Feeder | 0639 | 202 | 11KV TAPI KATHORA AGR | 124133 | 33/11KV BHORTEK SBSTATION
X0400732 | DLMS-Secure | 055 | TCPIP_DLMS | GSM | Feeder | 0639 | 202 | 11 KV MHAISWADI | 124046 | 33/11KV.BAMNOD
X0401811 | DLMS-Secure | 055 | TCPIP_DLMS | GSM | Feeder | 0639 | 202 | 11 KV SANGAVI BK GAOTHAN | 124098 | 33/ 11 KV SANGAVI BK
X0400731 | DLMS-Secure | 055 | TCPIP_DLMS | GSM | Feeder | 0639 | 205 | 11 KV AMODA | 124046 | 33/11KV.BAMNOD
X0401807 | DLMS-Secure | 055 | TCPIP_DLMS | GSM | Feeder | 0639 | 201 | 11 KV DUSKHEDA GAVTHAN | 124133 | 33/11KV BHORTEK SBSTATION
X0398475 | DLMS-Secure | 055 | TCPIP_DLMS | GSM | Feeder | 0639 | 203 | 11 KV MUNJOBA AGR. | 124098 | 33/ 11 KV SANGAVI BK
17271559 | LnT | 053 | TCPIP_LnT_9600 | GSM | Feeder | 0639 | 201 | 11 KV VANOLI | 124046 | 33/11KV.BAMNOD
17223686 | DLMS-LnT | 053 | TCPIP_DLMS | GSM | Feeder | 0639 | 201 | 11 KV DHULE AGR . | 124098 | 33/ 11 KV SANGAVI BK
14764234 | DLMS-LnT | 053 | TCPIP_DLMS | GSM | Feeder | 0639 | 210 | 11 KV BHALOD AGR | 124046 | 33/11KV.BAMNOD
12626277 | DLMS-LnT | 053 | TCPIP_DLMS | GSM | Feeder | 0639 | 207 | 11KV PADALSE GAOTHAN | 124046 | 33/11KV.BAMNOD
12626259 | DLMS-LnT | 053 | TCPIP_DLMS | GSM | Feeder | 0639 | 206 | 11 KV BAMNOD | 124046 | 33/11KV.BAMNOD
13546893 | DLMS-LnT | 053 | TCPIP_DLMS | GSM | Feeder | 0639 | 203 | FAIZPUR AG | 124175 | 33/11 KV FAIZPUR
00567817 | DLMS-HPL | 076 | TCPIP_DLMS | GSM | Feeder | 0639 | 206 | 11 KV NHAVI | 124047 | 33/11 KV HAMBARDI
05161956 | DLMS-HPL | 076 | TCPIP_DLMS | GSM | Feeder | 0639 | 203 | 11 KV SWAMINARAYAN | 124165 | 33/11 KV DONGARKATHORA
00567808 | DLMS-HPL | 076 | TCPIP_DLMS | GSM | Feeder | 0639 | 201 | 11 KV DONGARKATHORA | 124047 | 33/11 KV HAMBARDI
00567192 | DLMS-HPL | 076 | TCPIP_DLMS | GSM | Feeder | 0639 | 209 | 11KV. KOSGAON AGR. | 124046 | 33/11KV.BAMNOD
00567257 | DLMS-HPL | 076 | TCPIP_DLMS | GSM | Feeder | 0639 | 203 | 11 KV L I S | 124046 | 33/11KV.BAMNOD
16011652 | LnT | 053 | TCPIP_LnT_9600 | GSM | Feeder | 0639 | 201 | 11 KV DONGARKATHORA GAOTHAN FEEDER | 124165 | 33/11 KV DONGARKATHORA
17223684 | LnT | 053 | TCPIP_DLMS | GSM | Feeder | 0639 | 201 | 11 KV NHAVI - I | 124048 | 33/11 KV NHAVI
13546887 | DLMS-LnT | 053 | TCPIP_DLMS | GSM | Feeder | 0639 | 202 | 11 KV ASARAM NAGAR | 124175 | 33/11 KV FAIZPUR
05161952 | DLMS-HPL | 076 | TCPIP_DLMS | GSM | Feeder | 0639 | 210 | 11KV Mor Dam | 124047 | 33/11 KV HAMBARDI
05161953 | DLMS-HPL | 076 | TCPIP_DLMS | GSM | Feeder | 0639 | 203 | 11 KV MARUL | 124047 | 33/11 KV HAMBARDI
05161954 | DLMS-HPL | 076 | TCPIP_DLMS | GSM | Feeder | 0639 | 204 | 11 KV HINGONA GAOTHAN | 124047 | 33/11 KV HAMBARDI
07427323 | LnT | 053 | TCPIP_LNT | GSM | Feeder | 0639 | 204 | 11 KV KHARAD | 124048 | 33/11 KV NHAVI
16011617 | LnT | 053 | TCPIP_LnT_9600 | GSM | Feeder | 0639 | 203 | 11 KV EKVEERA AG | 124169 | 33/11 KV BHALOD
16011662 | LnT | 053 | TCPIP_LnT_9600 | GSM | Feeder | 0639 | 202 | 11 KV DATTAMANDIR AG | 124165 | 33/11 KV DONGARKATHORA
15086426 | LnT | 053 | TCPIP_LnT_9600 | GSM | Feeder | 0639 | 203 | 11 KV VIRODA SP | 124155 | 33/11 KV PIMPRUDE SUBSTATION.
15104227 | LnT | 053 | TCPIP_LnT_9600 | GSM | Feeder | 0639 | 202 | 11 KV RAJBAG FAIZPUR | 124155 | 33/11 KV PIMPRUDE SUBSTATION.
15086522 | LnT | 053 | TCPIP_LnT_9600 | GSM | Feeder | 0639 | 201 | 11 KV BANANA VALLEY FEEDER. | 124155 | 33/11 KV PIMPRUDE SUBSTATION.
07424853 | LnT | 053 | TCPIP_LNT | GSM | Feeder | 0639 | 205 | 11 KV HINGONA | 124047 | 33/11 KV HAMBARDI
07425220 | LnT | 053 | TCPIP_LNT | GSM | Feeder | 0639 | 209 | 11 KV HAMBARDI AG | 124047 | 33/11 KV HAMBARDI
07427322 | LnT | 053 | TCPIP_LNT | GSM | Feeder | 0639 | 202 | 11 NHAVI II GAVATHAN | 124048 | 33/11 KV NHAVI
07409488 | LnT | 053 | TCPIP_LNT | GSM | Feeder | 0639 | 207 | 11 KV BORKHEDA | 124047 | 33/11 KV HAMBARDI
07424513 | LnT | 053 | TCPIP_LNT | GSM | Feeder | 0639 | 202 | 11 KV M S S K | 124047 | 33/11 KV HAMBARDI
12626256 | DLMS-LnT | 053 | TCPIP_DLMS | GSM | Feeder | 0639 | 203 | 11KV PILODA | 124133 | 33/11KV BHORTEK SBSTATION
00567846 | DLMS-HPL | 076 | TCPIP_DLMS | GSM | Feeder | 0639 | 201 | 11 KV ATHAWADE BAJAR | 124175 | 33/11 KV FAIZPUR
15107727 | LnT | 053 | TCPIP_LnT_9600 | GSM | Feeder | 0639 | 205 | 11 KV SHEVADI AG | 124048 | 33/11 KV NHAVI
15086525 | LnT | 053 | TCPIP_LnT_9600 | GSM | Feeder | 0639 | 203 | 11 KV JTM FEEDER | 124048 | 33/11 KV NHAVI
16002875 | LnT | 053 | TCPIP_LnT_9600 | GSM | Feeder | 0639 | 202 | 11 KV MANUDEVI AG | 124169 | 33/11 KV BHALOD
16047683 | LnT | 053 | TCPIP_LnT_9600 | GSM | Feeder | 0639 | 201 | 11 KV BHALOD GAOTHAN | 124169 | 33/11 KV BHALOD
X1790664 | DLMS-Secure | 055 | TCPIP_DLMS | GSM | Feeder | 0647 | 210 | 11 KV DAGADI AG | 124049 | 33/11 KV SAKALI
X1790666 | DLMS-Secure | 055 | TCPIP_DLMS | GSM | Feeder | 0647 | 209 | 11 KV SHIRSAD AG | 124049 | 33/11 KV SAKALI
X1813874 | DLMS-Secure | 055 | TCPIP_DLMS | GSM | Feeder | 0647 | 206 | 11 KV MANKI AGR | 124097 | 33/11 KV DAMBHURNI
X1813873 | DLMS-Secure | 055 | TCPIP_DLMS | GSM | Feeder | 0647 | 205 | 11 KV NEW UNTAWAD AG | 124097 | 33/11 KV DAMBHURNI
X0398396 | DLMS-Secure | 055 | TCPIP_DLMS | GSM | Feeder | 0647 | 207 | 11 KV ATRAWAL AG | 127010 | 132 KV YAWAL
13546755 | DLMS-LnT | 053 | TCPIP_DLMS | GSM | Feeder | 0647 | 204 | 11 KV CHINCHOLI AG | 124084 | 33/11 KV CHINCHOLI
X0400747 | DLMS-Secure | 055 | TCPIP_DLMS | GSM | Feeder | 0647 | 203 | 11 KV KINGAON AG | 124050 | 33/11 KV KINGAON
X0400749 | DLMS-Secure | 055 | TCPIP_DLMS | GSM | Feeder | 0647 | 204 | 11 KV DAHIGAON GAVTHAN | 124052 | 33/11 KV DAHIGAON
14764243 | DLMS-LnT | 053 | TCPIP_DLMS | GSM | Feeder | 0647 | 201 | 11 KV CHINCHOLI GAVTHAN | 124084 | 33/11 KV CHINCHOLI
X0401813 | DLMS-Secure | 055 | TCPIP_DLMS | GSM | Feeder | 0647 | 208 | 11 KV SUKHANATHBABA | 124049 | 33/11 KV SAKALI
08026890 | DLMS-Genus | 065 | TCPIP_DLMS | GSM | Feeder | 0647 | 203 | 11 KV SAPTASHRUNGI DEVI AG | 124124 | 33/11 KV THORGAVAN
CGL02113 | DLMS-Secure | 055 | TCPIP_DLMS | GSM | Feeder | 0647 | 202 | 11 KV RAJORA AG | 124051 | 33/11 KV RAJORA
X0400743 | DLMS-Secure | 055 | TCPIP_DLMS | GSM | Feeder | 0647 | 203 | 11 KV ANJALE AG | 124051 | 33/11 KV RAJORA
XE419526 | DLMS-Secure | 055 | TCPIP_DLMS | GSM | Feeder | 0647 | 204 | 11 KV VADRI GAVTHAN | 124099 | 33/11 KV SATOD
X0789971 | DLMS-Secure | 055 | TCPIP_DLMS | GSM | Feeder | 0647 | 205 | 11 KV ASARABARI AG | 124099 | 33/11 KV SATOD
08026887 | DLMS-Genus | 065 | TCPIP_DLMS | GSM | Feeder | 0647 | 201 | 11 KV DONGAON AGR | 124097 | 33/11 KV DAMBHURNI
12626243 | DLMS-LnT | 053 | TCPIP_DLMS | GSM | Feeder | 0647 | 202 | 11 KV VYAS MANDIR | 124138 | 33/11 KV YAWAL
X0400740 | DLMS-Secure | 055 | TCPIP_DLMS | GSM | Feeder | 0647 | 201 | 11 KV YAWAL URBAN -1 | 124138 | 33/11 KV YAWAL
12626271 | DLMS-LnT | 053 | TCPIP_DLMS | GSM | Feeder | 0647 | 206 | 11 KV SHEVADE AG | 124084 | 33/11 KV CHINCHOLI
12626368 | DLMS-LnT | 053 | TCPIP_DLMS | GSM | Feeder | 0647 | 204 | 11 KV SANGHAVI FOOD EXPRESS FEEDER | 124097 | 33/11 KV DAMBHURNI
12626288 | DLMS-LnT | 053 | TCPIP_DLMS | GSM | Feeder | 0647 | 204 | 11 KV WAGHZIRA AG | 124050 | 33/11 KV KINGAON
00567258 | DLMS-HPL | 076 | TCPIP_DLMS | GSM | Feeder | 0647 | 202 | 11 KV MUNJOBA AG | 124049 | 33/11 KV SAKALI
07409490 | LnT | 053 | TCPIP_LNT | GSM | Feeder | 0647 | 201 | 11 KV PIMPRI AG | 124051 | 33/11 KV RAJORA
00567827 | DLMS-HPL | 076 | TCPIP_DLMS | GSM | Feeder | 0647 | 209 | 11 KV DAMBHURNI SHIVAR | 124050 | 33/11 KV KINGAON
00567252 | DLMS-HPL | 076 | TCPIP_DLMS | GSM | Feeder | 0647 | 201 | 11 KV SHIRAGAD GAVTHAN | 124124 | 33/11 KV THORGAVAN
00567807 | DLMS-HPL | 076 | TCPIP_DLMS | GSM | Feeder | 0647 | 201 | 11 KV DAMBHURNI AG | 124050 | 33/11 KV KINGAON
12626272 | DLMS-LnT | 053 | TCPIP_DLMS | GSM | Feeder | 0647 | 203 | 11 KV KOLNHAVI II AGR | 124097 | 33/11 KV DAMBHURNI
X0789979 | DLMS-Secure | 055 | TCPIP_DLMS | GSM | Feeder | 0647 | 206 | 11 KV PAZAR TALAV | 124099 | 33/11 KV SATOD
05037186 | DLMS-HPL | 076 | TCPIP_DLMS | GSM | Feeder | 0647 | 203 | 11 KV HARIPURA ( 1 PHASING ) | 124052 | 33/11 KV DAHIGAON
X1960224 | DLMS-Secure | 055 | TCPIP_DLMS | GSM | Feeder | 0647 | 203 | 11 KV SAKLI AG | 127010 | 132 KV YAWAL
X1960220 | DLMS-Secure | 055 | TCPIP_DLMS | GSM | Feeder | 0647 | 205 | 11 KV KORPAWALI AG | 127010 | 132 KV YAWAL
X1790667 | DLMS-Secure | 055 | TCPIP_DLMS | GSM | Feeder | 0647 | 205 | 11 KV CHUNCHALE GAVTHAN | 124049 | 33/11 KV SAKALI
X1960222 | DLMS-Secure | 055 | TCPIP_DLMS | GSM | Feeder | 0647 | 204 | 11 KV KINGAON AG | 127010 | 132 KV YAWAL
14764255 | DLMS-LnT | 053 | TCPIP_DLMS | GSM | Feeder | 0647 | 206 | 11 KV WAGHZIRA GAVTHAN | 124050 | 33/11 KV KINGAON
13546884 | LnT | 053 | TCPIP_LnT_9600 | GSM | Feeder | 0647 | 205 | 11 KV KORPAWALI GAVTHAN | 124052 | 33/11 KV DAHIGAON
XH449439 | DLMS-Secure | 055 | TCPIP_DLMS | GSM | Feeder | 0647 | 206 | 11KV TEMBHI AG | 124051 | 33/11 KV RAJORA
07425119 | LnT | 053 | TCPIP_LNT | GSM | Feeder | 0647 | 202 | 11 KV SAVKHEDA ( 1 PHASING ) | 124052 | 33/11 KV DAHIGAON
MSB02551 | Secure | 055 | TCPIP_Secure | GSM | Feeder | 0647 | 201 | 11 KV SATOD GAVTHAN | 124099 | 33/11 KV SATOD
07038167 | LnT | 053 | TCPIP_LNT | GSM | Feeder | 0647 | 203 | 11 KV ADGAON AG | 124084 | 33/11 KV CHINCHOLI
MSB02552 | Secure | 055 | TCPIP_Secure | GSM | Feeder | 0647 | 202 | 11 KV KOLWAD AG | 124099 | 33/11 KV SATOD
07038121 | LnT | 053 | TCPIP_LNT | GSM | Feeder | 0647 | 205 | 11 KV MANUDEVI AG | 124084 | 33/11 KV CHINCHOLI
MSB02562 | Secure | 055 | TCPIP_Secure | GSM | Feeder | 0647 | 202 | 11 KV DAMBHURNI GAVTHAN | 124097 | 33/11 KV DAMBHURNI
07425247 | LnT | 053 | TCPIP_LNT | GSM | Feeder | 0647 | 201 | 11 KV SAKLI AG | 124049 | 33/11 KV SAKALI
15104197 | LnT | 053 | TCPIP_LnT_9600 | GSM | Feeder | 0647 | 206 | 11 KV NAGADEVI 1 PH | 124052 | 33/11 KV DAHIGAON
15060455 | LnT | 053 | TCPIP_LnT_9600 | GSM | Feeder | 0647 | 207 | 11 KV MOHARALE 1 PH | 124052 | 33/11 KV DAHIGAON
X0400748 | DLMS-Secure | 055 | TCPIP_DLMS | GSM | Feeder | 0647 | 202 | 11 KV BHUVANESHWARI DEVI AG | 124124 | 33/11 KV THORGAVAN
00567844 | DLMS-HPL | 076 | TCPIP_DLMS | GSM | Feeder | 0647 | 204 | 11 KV SAKALI GAVTHAN | 124049 | 33/11 KV SAKALI
13045145 | LnT | 053 | TCPIP_LnT_9600 | GSM | Feeder | 0647 | 203 | 11 KV INDUSTRIAL FEEDER | 124138 | 33/11 KV YAWAL
MSB02554 | Secure | 055 | TCPIP_Secure | GSM | Feeder | 0647 | 203 | 11 KV PARSALE AG | 124099 | 33/11 KV SATOD
07038168 | LnT | 053 | TCPIP_LNT | GSM | Feeder | 0647 | 202 | 11 KV UNTAWAD AGR | 124084 | 33/11 KV CHINCHOLI
07038158 | LnT | 053 | TCPIP_LNT | GSM | Feeder | 0647 | 204 | 11 KV RAJORA GAVTHAN | 124051 | 33/11 KV RAJORA
12626282 | DLMS-LnT | 053 | TCPIP_DLMS | GSM | Feeder | 0647 | 205 | 11 KV ANJALE GAVTHAN | 124051 | 33/11 KV RAJORA
00567169 | DLMS-HPL | 076 | TCPIP_DLMS | GSM | Feeder | 0647 | 203 | 11 KV CHUNCHALE AG | 124049 | 33/11 KV SAKALI
00567189 | DLMS-HPL | 076 | TCPIP_DLMS | GSM | Feeder | 0647 | 207 | 11 KV SAIRAM GINNERS IND FDR | 124049 | 33/11 KV SAKALI
07427331 | LnT | 053 | TCPIP_LNT | GSM | Feeder | 0647 | 201 | 11 KV DAHIGAON AG | 124052 | 33/11 KV DAHIGAON
07328108 | LnT | 053 | TCPIP_LNT | GSM | Feeder | 0647 | 208 | 11 KV KINGAON GAVTHAN | 124050 | 33/11 KV KINGAON
15104215 | LnT | 053 | TCPIP_LnT_9600 | GSM | Feeder | 0647 | 208 | 11 KV NAVARA ROAD | 124052 | 33/11 KV DAHIGAON
08026809 | DLMS-Genus | 065 | TCPIP_DLMS | GSM | Feeder | 5517 | 202 | LONKHEDA AG | 334034 | 33/11 KV KARANKHEDA Sub Stn
07427466 | LnT | 053 | TCPIP_LNT | GSM | Feeder | 5517 | 206 | SHRIRAMPUR GAOTHAN | 334027 | ASHTE
18206172 | DLMS-LnT | 053 | TCPIP_DLMS | GSM | Feeder | 5517 | 209 | BANDHARPADA AG | 334027 | ASHTE
07427467 | LnT | 053 | TCPIP_LNT | GSM | Feeder | 5517 | 205 | SUTARPADA GAOTHAN | 334027 | ASHTE
15010212 | LnT | 053 | TCPIP_LnT_9600 | GSM | Feeder | 5517 | 201 | BHONE AG | 334047 | Chaupale s/s
18206171 | DLMS-LnT | 053 | TCPIP_DLMS | GSM | Feeder | 5517 | 204 | Ashta Gaothan | 334027 | ASHTE
XB414459 | DLMS-Secure | 055 | TCPIP_DLMS | GSM | Feeder | 5517 | 201 | 11 KV BALAMRAI FEEDER | 334049 | TOKARTLAV
13546846 | DLMS-LnT | 053 | TCPIP_DLMS | GSM | Feeder | 5517 | 202 | 11 KV DHANORA GAVTHAN | 334012 | KOTHALI
12629537 | DLMS-LnT | 053 | TCPIP_DLMS | GSM | Feeder | 5517 | 204 | KORIT | 337001 | 132 KV PATONDA
15010235 | LnT | 053 | TCPIP_LnT_9600 | GSM | Feeder | 5517 | 202 | WAVAD AG | 334047 | Chaupale s/s
14096178 | LnT | 053 | TCPIP_LnT_9600 | GSM | Feeder | 5517 | 203 | CHOUPALE GAVTHAN FEEDER | 334047 | Chaupale s/s
18206175 | DLMS-LnT | 053 | TCPIP_DLMS | GSM | Feeder | 5517 | 201 | THANEPADA AG | 334027 | ASHTE
13550749 | DLMS-LnT | 053 | TCPIP_DLMS | GSM | Feeder | 5517 | 209 | 11KV RAILWAY SCADA FEEDER | 337001 | 132 KV PATONDA
13546845 | DLMS-LnT | 053 | TCPIP_DLMS | GSM | Feeder | 5517 | 201 | PAWALA | 334012 | KOTHALI
13550733 | DLMS-LnT | 053 | TCPIP_DLMS | GSM | Feeder | 5517 | 205 | NARAYANPUR GAVTHAN | 334034 | 33/11 KV KARANKHEDA Sub Stn
13546844 | DLMS-LnT | 053 | TCPIP_DLMS | GSM | Feeder | 5517 | 203 | 11 KV WADZAKAN AG | 334012 | KOTHALI
XC413509 | DLMS-Secure | 055 | TCPIP_DLMS | GSM | Feeder | 5517 | 202 | 11 KV VELAVAD AG | 334056 | 33/11 KV VELAVAD
XC413539 | DLMS-Secure | 055 | TCPIP_DLMS | GSM | Feeder | 5517 | 203 | 11 KV SEJAVE GAVTHAN | 334056 | 33/11 KV VELAVAD
18206173 | DLMS-LnT | 053 | TCPIP_DLMS | GSM | Feeder | 5517 | 208 | NDBR MUNCIPAL WATER SUPPLY | 334027 | ASHTE
08023521 | DLMS-Genus | 065 | TCPIP_DLMS | GSM | Feeder | 5517 | 203 | JAMBOLI AG | 334034 | 33/11 KV KARANKHEDA Sub Stn
05162603 | DLMS-HPL | 076 | TCPIP_DLMS | GSM | Feeder | 5517 | 207 | 11 KV WAGHALE AG | 334027 | ASHTE
18206174 | DLMS-LnT | 053 | TCPIP_DLMS | GSM | Feeder | 5517 | 202 | SUTARPADA AG | 334027 | ASHTE
18206176 | DLMS-LnT | 053 | TCPIP_DLMS | GSM | Feeder | 5517 | 203 | NANDARKHEDA AG | 334027 | ASHTE
X1095800 | DLMS-Secure | 055 | TCPIP_DLMS | GSM | Feeder | 5517 | 201 | NANDURBAR TOWN | 337001 | 132 KV PATONDA
08026810 | DLMS-Genus | 065 | TCPIP_DLMS | GSM | Feeder | 5517 | 201 | PACHORABARI AG | 334034 | 33/11 KV KARANKHEDA Sub Stn
08023520 | DLMS-Genus | 065 | TCPIP_DLMS | GSM | Feeder | 5517 | 204 | NALVE GAVTHAN | 334034 | 33/11 KV KARANKHEDA Sub Stn
X1602999 | DLMS-Secure | 055 | TCPIP_DLMS | GSM | Feeder | 5517 | 202 | 11KV C B RAGHUVANSHI SOLAR FEEDER | 334049 | TOKARTLAV
XC413548 | DLMS-Secure | 055 | TCPIP_DLMS | GSM | Feeder | 5517 | 201 | 11 KV JAMBOLI GAVTHAN | 334056 | 33/11 KV VELAVAD
XD453521 | DLMS-Secure | 055 | TCPIP_DLMS | GSM | Feeder | 5517 | 204 | 11 KV VASLAI GAVTHAN | 334012 | KOTHALI
XD453502 | DLMS-Secure | 055 | TCPIP_DLMS | GSM | Feeder | 5517 | 205 | 11 KV VYAHUR AG | 334012 | KOTHALI
X1095802 | DLMS-Secure | 055 | TCPIP_DLMS | GSM | Feeder | 5517 | 206 | INDIRA EXTRACTION | 337001 | 132 KV PATONDA
X1095806 | DLMS-Secure | 055 | TCPIP_DLMS | GSM | Feeder | 5517 | 205 | INDUSTRIAL FEEDER DEVKA FOOD | 337001 | 132 KV PATONDA
X1095803 | DLMS-Secure | 055 | TCPIP_DLMS | GSM | Feeder | 5517 | 203 | CHAUPALE | 337001 | 132 KV PATONDA
13546841 | DLMS-LnT | 053 | TCPIP_DLMS | GSM | Feeder | 5517 | 207 | CHAUPALE GAVTHAN FEEDER | 337001 | 132 KV PATONDA
X0402492 | DLMS-Secure | 055 | TCPIP_DLMS | GSM | Feeder | 5517 | 203 | RAJIVE SOOT GIRANI INDUSTRIAL FEEDER | 334035 | 33/11 KV Palashi Sub Stn
X0402493 | DLMS-Secure | 055 | TCPIP_DLMS | GSM | Feeder | 5517 | 201 | DHAMDAI GAVTHAN | 334035 | 33/11 KV Palashi Sub Stn
X0402494 | DLMS-Secure | 055 | TCPIP_DLMS | GSM | Feeder | 5517 | 202 | PATHRAI AG | 334035 | 33/11 KV Palashi Sub Stn
07427314 | LnT | 053 | TCPIP_LNT | GSM | Feeder | 5584 | 202 | LIS - II | 334004 | KHONDAMALI
07425073 | LnT | 053 | TCPIP_LNT | GSM | Feeder | 5584 | 206 | 11 Kv. Vikharan Gaothan | 334004 | KHONDAMALI
18206202 | DLMS-LnT | 053 | TCPIP_DLMS | GSM | Feeder | 5584 | 201 | SHANIMANDAL | 334011 | 33/11 KV RANALA
18206201 | DLMS-LnT | 053 | TCPIP_DLMS | GSM | Feeder | 5584 | 202 | Akrale Ag | 334011 | 33/11 KV RANALA
18206200 | DLMS-LnT | 053 | TCPIP_DLMS | GSM | Feeder | 5584 | 205 | Nimbhel Gaothan | 334011 | 33/11 KV RANALA
08023522 | DLMS-Genus | 065 | TCPIP_DLMS | GSM | Feeder | 5584 | 201 | BAYANE | 334021 | KOPARLI
08026803 | DLMS-Genus | 065 | TCPIP_DLMS | GSM | Feeder | 5584 | 201 | LIS - I | 334004 | KHONDAMALI
13546858 | DLMS-LnT | 053 | TCPIP_DLMS | GSM | Feeder | 5584 | 204 | 11 KV BHAGSARI AG | 334004 | KHONDAMALI
08023523 | DLMS-Genus | 065 | TCPIP_DLMS | GSM | Feeder | 5584 | 203 | 11 KV. BAHYANE GAOTHAN | 334021 | KOPARLI
X0402496 | DLMS-Secure | 055 | TCPIP_DLMS | GSM | Feeder | 5584 | 205 | New Arale Ag | 334021 | KOPARLI
X0402495 | DLMS-Secure | 055 | TCPIP_DLMS | GSM | Feeder | 5584 | 202 | HATMOHIDA AG | 334021 | KOPARLI
XB496240 | DLMS-Secure | 055 | TCPIP_DLMS | GSM | Feeder | 5584 | 206 | 11 KV INDUSTRIAL PARK FEEDER | 334011 | 33/11 KV RANALA
XB414457 | DLMS-Secure | 055 | TCPIP_DLMS | GSM | Feeder | 5584 | 202 | 11 KV SHINDE GAVTHAN | 334051 | 33/11 KV SHINDE SUB STATION
05036967 | DLMS-HPL | 076 | TCPIP_DLMS | GSM | Feeder | 5584 | 204 | 11 KV. ARALE GAOTHAN | 334021 | KOPARLI
XB434018 | DLMS-Secure | 055 | TCPIP_DLMS | GSM | Feeder | 5584 | 203 | 11KV KOLDA AG | 334051 | 33/11 KV SHINDE SUB STATION
18206203 | DLMS-LnT | 053 | TCPIP_DLMS | GSM | Feeder | 5584 | 203 | 11 KV Akrale Gaothan Feeder | 334011 | 33/11 KV RANALA
00567875 | DLMS-HPL | 076 | TCPIP_DLMS | GSM | Feeder | 5584 | 205 | 11 KV. KHONDAMALI GAOTHAN | 334004 | KHONDAMALI
XB434022 | DLMS-Secure | 055 | TCPIP_DLMS | GSM | Feeder | 5584 | 201 | 11 KV SAMSHERPUR AG | 334051 | 33/11 KV SHINDE SUB STATION
07327910 | LnT | 053 | TCPIP_LNT | GSM | Feeder | 5584 | 203 | KOPARLI | 334004 | KHONDAMALI
15007718 | LnT | 053 | TCPIP_LnT_9600 | GSM | Feeder | 5584 | 201 | 11 KV VAINDANE MIX | 334050 | 33/11 KV VAINDANE SUB STATION
15019174 | LnT | 053 | TCPIP_LnT_9600 | GSM | Feeder | 5584 | 202 | 11 KV BALWANT MIX | 334050 | 33/11 KV VAINDANE SUB STATION
MSP41416 | Secure | 055 | TCPIP_Secure | GSM | Feeder | 5584 | 201 | 11 KV AKHATWADE MIX | 334044 | 33/11 KV SHANIMANDAL
07409141 | LnT | 053 | TCPIP_LNT | GSM | Feeder | 5584 | 204 | Nimbhel Ag | 334011 | 33/11 KV RANALA
08023779 | DLMS-Genus | 065 | TCPIP_DLMS | GSM | Feeder | 0591 | 209 | 11 KV ITI EXPRESS FEEDER | 334001 | 33/11 KV NEHARU NAGAR SS
00567865 | DLMS-HPL | 076 | TCPIP_DLMS | GSM | Feeder | 0591 | 202 | NANDURBAR | 334001 | 33/11 KV NEHARU NAGAR SS
08023781 | DLMS-Genus | 065 | TCPIP_DLMS | GSM | Feeder | 0591 | 204 | B & C FEEDER | 334001 | 33/11 KV NEHARU NAGAR SS
X0444732 | DLMS-Secure | 055 | TCPIP_DLMS | GSM | Feeder | 0591 | 204 | Sewage Treatment Plant Express Feeder | 334036 | 33/11 KV EKTA NAGAR SS
00078673 | DLMS-HPL | 076 | TCPIP_DLMS | GSM | Feeder | 0591 | 403 | 33KV INCOMING-OUTGOING RANALA FEEDER | 334001 | 33/11 KV NEHARU NAGAR SS
08023780 | DLMS-Genus | 065 | TCPIP_DLMS | GSM | Feeder | 0591 | 206 | WATER SUPPLY | 334001 | 33/11 KV NEHARU NAGAR SS
08023777 | DLMS-Genus | 065 | TCPIP_DLMS | GSM | Feeder | 0591 | 208 | 11 KV POLYTECHNIC | 334001 | 33/11 KV NEHARU NAGAR SS
00567935 | DLMS-HPL | 076 | TCPIP_DLMS | GSM | Feeder | 0591 | 203 | 11 KV NAMSKAR COLONY | 334036 | 33/11 KV EKTA NAGAR SS
00567934 | DLMS-HPL | 076 | TCPIP_DLMS | GSM | Feeder | 0591 | 201 | 11 KV KANYADAN | 334036 | 33/11 KV EKTA NAGAR SS
00567918 | DLMS-HPL | 076 | TCPIP_DLMS | GSM | Feeder | 0591 | 202 | 11 KV SINDHI COLONY | 334036 | 33/11 KV EKTA NAGAR SS
00567936 | DLMS-HPL | 076 | TCPIP_DLMS | GSM | Feeder | 0591 | 201 | NAVAPUR FEEDER | 334001 | 33/11 KV NEHARU NAGAR SS
00567922 | DLMS-HPL | 076 | TCPIP_DLMS | GSM | Feeder | 0591 | 205 | PANCHAYAT SAMITI | 334001 | 33/11 KV NEHARU NAGAR SS
05036969 | DLMS-HPL | 076 | TCPIP_DLMS | GSM | Feeder | 0591 | 205 | 11KV EKTANAGAR AG | 334036 | 33/11 KV EKTA NAGAR SS
05162602 | DLMS-HPL | 076 | TCPIP_DLMS | GSM | Feeder | 0591 | 203 | ZARALI | 334001 | 33/11 KV NEHARU NAGAR SS
08023778 | DLMS-Genus | 065 | TCPIP_DLMS | GSM | Feeder | 0591 | 210 | 11 KV SHIRISHKUMAR MEHTA FEEDER | 334001 | 33/11 KV NEHARU NAGAR SS
05037260 | DLMS-HPL | 076 | TCPIP_DLMS | GSM | Feeder | 0546 | 209 | 11 KV KOTHADA IND | 334043 | 33/11 KV MIDC NAVAPUR S/S
05036953 | DLMS-HPL | 076 | TCPIP_DLMS | GSM | Feeder | 0546 | 205 | LAKKADKOT AG | 334059 | 33/11KV 2*5MVA BADARFALI NAVAPUR
X1093892 | DLMS-Secure | 055 | TCPIP_DLMS | GSM | Feeder | 0546 | 203 | 11 KV DOKARE GAVTHAN | 334029 | 33/11 KV BILBARA S/S
08023770 | DLMS-Genus | 065 | TCPIP_DLMS | GSM | Feeder | 0546 | 207 | Visarwadi gavthan | 334003 | 33/11 KV VISARWADI S/S
18206189 | DLMS-LnT | 053 | TCPIP_DLMS | GSM | Feeder | 0546 | 208 | chitvi gavthan | 334003 | 33/11 KV VISARWADI S/S
08023771 | DLMS-Genus | 065 | TCPIP_DLMS | GSM | Feeder | 0546 | 206 | morkaranja gavthan | 334003 | 33/11 KV VISARWADI S/S
XC427359 | DLMS-Secure | 055 | TCPIP_DLMS | GSM | Feeder | 0546 | 207 | SAVARAT AG | 334006 | 33/11 KV NAVAPUR S/S
13546838 | DLMS-LnT | 053 | TCPIP_DLMS | GSM | Feeder | 0546 | 206 | 11 KV NEW DOKARE AG | 334029 | 33/11 KV BILBARA S/S
XC427331 | DLMS-Secure | 055 | TCPIP_DLMS | GSM | Feeder | 0546 | 201 | RTO EXPRESS 2 | 334059 | 33/11KV 2*5MVA BADARFALI NAVAPUR
XC427333 | DLMS-Secure | 055 | TCPIP_DLMS | GSM | Feeder | 0546 | 203 | KHEKDA GAWTHAN | 334059 | 33/11KV 2*5MVA BADARFALI NAVAPUR
XC413547 | DLMS-Secure | 055 | TCPIP_DLMS | GSM | Feeder | 0546 | 202 | LIGHT BAZAR 2 | 334059 | 33/11KV 2*5MVA BADARFALI NAVAPUR
12626338 | DLMS-LnT | 053 | TCPIP_DLMS | GSM | Feeder | 0546 | 207 | 11 KV SHRAWANI GAVTHAN | 334019 | 33/11 KV KHANDBARA S/S
08023773 | DLMS-Genus | 065 | TCPIP_DLMS | GSM | Feeder | 0546 | 205 | 11KV KELPADA AG | 334029 | 33/11 KV BILBARA S/S
08023775 | DLMS-Genus | 065 | TCPIP_DLMS | GSM | Feeder | 0546 | 207 | 11 KV CHOKHAWALA | 334043 | 33/11 KV MIDC NAVAPUR S/S
18206199 | DLMS-LnT | 053 | TCPIP_DLMS | GSM | Feeder | 0546 | 203 | KHOLVIHIR GT | 334046 | 33/11 KV KHATGAON S/S
X0402471 | DLMS-Secure | 055 | TCPIP_DLMS | GSM | Feeder | 0546 | 203 | CHAUKI | 334023 | 33/11 KV RAIPUR S/S
XC413517 | DLMS-Secure | 055 | TCPIP_DLMS | GSM | Feeder | 0546 | 201 | MORKARANJA AG | 334057 | 33/11 KV BANDHARPADA S/S
XC413544 | DLMS-Secure | 055 | TCPIP_DLMS | GSM | Feeder | 0546 | 202 | WAGDI AG | 334057 | 33/11 KV BANDHARPADA S/S
XC427370 | DLMS-Secure | 055 | TCPIP_DLMS | GSM | Feeder | 0546 | 206 | CHOKHAWWALA 2 | 334059 | 33/11KV 2*5MVA BADARFALI NAVAPUR
XC413530 | DLMS-Secure | 055 | TCPIP_DLMS | GSM | Feeder | 0546 | 204 | KHEKDA AG 2 | 334059 | 33/11KV 2*5MVA BADARFALI NAVAPUR
13546773 | DLMS-LnT | 053 | TCPIP_DLMS | GSM | Feeder | 0546 | 205 | UKALAPANI GAOTHAN | 334023 | 33/11 KV RAIPUR S/S
05037036 | DLMS-HPL | 076 | TCPIP_DLMS | GSM | Feeder | 0546 | 203 | NAVAGAON AG | 334006 | 33/11 KV NAVAPUR S/S
05162609 | DLMS-HPL | 076 | TCPIP_DLMS | GSM | Feeder | 0546 | 210 | HALDANI AG FEEDER | 334003 | 33/11 KV VISARWADI S/S
X0402470 | DLMS-Secure | 055 | TCPIP_DLMS | GSM | Feeder | 0546 | 201 | NAVAPUR AG | 334023 | 33/11 KV RAIPUR S/S
X0402468 | DLMS-Secure | 055 | TCPIP_DLMS | GSM | Feeder | 0546 | 201 | 11 KV KHATGAON AG FEEDER | 334046 | 33/11 KV KHATGAON S/S
18206194 | DLMS-LnT | 053 | TCPIP_DLMS | GSM | Feeder | 0546 | 205 | WADKUT GAOTHAN | 334043 | 33/11 KV MIDC NAVAPUR S/S
18206190 | DLMS-LnT | 053 | TCPIP_DLMS | GSM | Feeder | 0546 | 202 | KADWAN | 334003 | 33/11 KV VISARWADI S/S
18206195 | DLMS-LnT | 053 | TCPIP_DLMS | GSM | Feeder | 0546 | 201 | 11 kv shaym sunder | 334043 | 33/11 KV MIDC NAVAPUR S/S
18206193 | DLMS-LnT | 053 | TCPIP_DLMS | GSM | Feeder | 0546 | 201 | NAVAPUR LIGHT BAZAR | 334006 | 33/11 KV NAVAPUR S/S
18206170 | DLMS-LnT | 053 | TCPIP_DLMS | GSM | Feeder | 0546 | 205 | 11 KV KHANDBARA GAVTHAN | 334019 | 33/11 KV KHANDBARA S/S
X0400704 | DLMS-Secure | 055 | TCPIP_DLMS | GSM | Feeder | 0546 | 204 | 11 KV MOGRANI GAVTHAN | 334019 | 33/11 KV KHANDBARA S/S
X0400708 | DLMS-Secure | 055 | TCPIP_DLMS | GSM | Feeder | 0546 | 202 | UKALPANI AG | 334023 | 33/11 KV RAIPUR S/S
XC427328 | DLMS-Secure | 055 | TCPIP_DLMS | GSM | Feeder | 0546 | 210 | 11 KV PIMPRAN AG | 334043 | 33/11 KV MIDC NAVAPUR S/S
X1093912 | DLMS-Secure | 055 | TCPIP_DLMS | GSM | Feeder | 0546 | 204 | NAVAPUR GAOTHAN | 334023 | 33/11 KV RAIPUR S/S
X1093895 | DLMS-Secure | 055 | TCPIP_DLMS | GSM | Feeder | 0546 | 204 | KELPADA GAVTHAN (OLD WASADA GAOTHAN) | 334029 | 33/11 KV BILBARA S/S
X1093903 | DLMS-Secure | 055 | TCPIP_DLMS | GSM | Feeder | 0546 | 201 | 11 KV BANDHARE AG | 334029 | 33/11 KV BILBARA S/S
X1928725 | DLMS-Secure | 055 | TCPIP_DLMS | GSM | Feeder | 0546 | 208 | 11 KV NAVLI AG | 334019 | 33/11 KV KHANDBARA S/S
04579172 | DLMS-Genus | 065 | TCPIP_DLMS | GSM | Feeder | 0546 | 202 | 11 KV WASDA AG | 334029 | 33/11 KV BILBARA S/S
XC413525 | DLMS-Secure | 055 | TCPIP_DLMS | GSM | Feeder | 0546 | 206 | KHEKADA GAOTHAN | 334006 | 33/11 KV NAVAPUR S/S
XC427325 | DLMS-Secure | 055 | TCPIP_DLMS | GSM | Feeder | 0546 | 202 | KHEKDA AG | 334006 | 33/11 KV NAVAPUR S/S
08023774 | DLMS-Genus | 065 | TCPIP_DLMS | GSM | Feeder | 0546 | 206 | AGRASEN IND EXPRESS | 334043 | 33/11 KV MIDC NAVAPUR S/S
XC413534 | DLMS-Secure | 055 | TCPIP_DLMS | GSM | Feeder | 0546 | 203 | WAGHDI GT FEEDER | 334057 | 33/11 KV BANDHARPADA S/S
08023776 | DLMS-Genus | 065 | TCPIP_DLMS | GSM | Feeder | 0546 | 202 | 11 KV MOGRANI AG | 334019 | 33/11 KV KHANDBARA S/S
XC427336 | DLMS-Secure | 055 | TCPIP_DLMS | GSM | Feeder | 0546 | 208 | MAMATA INDUSTRIAL | 334043 | 33/11 KV MIDC NAVAPUR S/S
X0402469 | DLMS-Secure | 055 | TCPIP_DLMS | GSM | Feeder | 0546 | 206 | MORTHUWA AG | 334023 | 33/11 KV RAIPUR S/S
13546834 | DLMS-LnT | 053 | TCPIP_DLMS | GSM | Feeder | 0546 | 201 | 11 KV KHANDBARA AG | 334019 | 33/11 KV KHANDBARA S/S
00567873 | DLMS-HPL | 076 | TCPIP_DLMS | GSM | Feeder | 0546 | 208 | 11 KV Kumbharwada U | 334006 | 33/11 KV NAVAPUR S/S
12626318 | DLMS-LnT | 053 | TCPIP_DLMS | GSM | Feeder | 0546 | 205 | NAWAGOAN GAUTHAN | 334006 | 33/11 KV NAVAPUR S/S
00308865 | DLMS-HPL | 076 | TCPIP_DLMS | GSM | Feeder | 0546 | 204 | prabhakar colony | 334006 | 33/11 KV NAVAPUR S/S
X0402467 | DLMS-Secure | 055 | TCPIP_DLMS | GSM | Feeder | 0546 | 202 | 11 KV KHADAKI AG FEEDER | 334046 | 33/11 KV KHATGAON S/S
13546871 | DLMS-LnT | 053 | TCPIP_DLMS | GSM | Feeder | 0546 | 203 | 11 KV BARDIPADA AG | 334019 | 33/11 KV KHANDBARA S/S
05037254 | DLMS-HPL | 076 | TCPIP_DLMS | GSM | Feeder | 0546 | 205 | VADKUT AG | 334003 | 33/11 KV VISARWADI S/S
X1093909 | DLMS-Secure | 055 | TCPIP_DLMS | GSM | Feeder | 0546 | 203 | CHINCHPADA AG | 334003 | 33/11 KV VISARWADI S/S
18206198 | DLMS-LnT | 053 | TCPIP_DLMS | GSM | Feeder | 0546 | 209 | chinchpada gavthan | 334003 | 33/11 KV VISARWADI S/S
18206169 | DLMS-LnT | 053 | TCPIP_DLMS | GSM | Feeder | 0546 | 204 | CHITVI AG | 334003 | 33/11 KV VISARWADI S/S
18206192 | DLMS-LnT | 053 | TCPIP_DLMS | GSM | Feeder | 0546 | 202 | 11 KV KOLDA AG | 334043 | 33/11 KV MIDC NAVAPUR S/S
X0402482 | DLMS-Secure | 055 | TCPIP_DLMS | GSM | Feeder | 4837 | 202 | 11KV BHANGRAPANI | 334025 | MOLAGI
X0402491 | DLMS-Secure | 055 | TCPIP_DLMS | GSM | Feeder | 4837 | 202 | 11KV NAVAPADA AG | 334026 | KHAPAR
X0402490 | DLMS-Secure | 055 | TCPIP_DLMS | GSM | Feeder | 4837 | 201 | 11KV AKKALKUVA AG | 334008 | AKKALKUVA
X0402483 | DLMS-Secure | 055 | TCPIP_DLMS | GSM | Feeder | 4837 | 201 | 11KV MOLAGI | 334025 | MOLAGI
00380101 | DLMS-HPL | 076 | TCPIP_DLMS | GSM | Feeder | 4837 | 201 | 11KV Valamba | 334030 | HORAFALI
05161753 | HPL | 076 | TCPIP_HSPL | GSM | Feeder | 4837 | 207 | 11KV PORAMBI AG | 334026 | KHAPAR
05161752 | DLMS-HPL | 076 | TCPIP_DLMS | GSM | Feeder | 4837 | 205 | 11KV NAVAPADA GAOTHAN | 334026 | KHAPAR
05161751 | DLMS-HPL | 076 | TCPIP_DLMS | GSM | Feeder | 4837 | 204 | 11KV KHAPAR GAONTHAN | 334026 | KHAPAR
05161754 | HPL | 076 | TCPIP_HSPL | GSM | Feeder | 4837 | 201 | 11KV RAISINGPUR AG | 334026 | KHAPAR
X1284398 | DLMS-Secure | 055 | TCPIP_DLMS | GSM | Feeder | 4837 | 206 | 11 KV NAVODYA VIDYALAYA | 334008 | AKKALKUVA
X0398451 | DLMS-Secure | 055 | TCPIP_DLMS | GSM | Feeder | 4837 | 202 | 11KV PIMPALKUNTHA | 334033 | PIMPALKUNTHA
X0400700 | DLMS-Secure | 055 | TCPIP_DLMS | GSM | Feeder | 4837 | 201 | 11KV BARDI | 334033 | PIMPALKUNTHA
X0402488 | DLMS-Secure | 055 | TCPIP_DLMS | GSM | Feeder | 4837 | 202 | 11KV AKKALKUVA GAONTHAN | 334008 | AKKALKUVA
X0402487 | DLMS-Secure | 055 | TCPIP_DLMS | GSM | Feeder | 4837 | 206 | 11KV RAISINGPUR GAOTHAN | 334026 | KHAPAR
X0402489 | DLMS-Secure | 055 | TCPIP_DLMS | GSM | Feeder | 4837 | 208 | 11KV MORMBA AG | 334026 | KHAPAR
MSB06481 | Secure | 055 | TCPIP_Secure | GSM | Feeder | 4837 | 205 | KAKARPADA GAOTHAN | 334008 | AKKALKUVA
MSB06498 | Secure | 055 | TCPIP_Secure | GSM | Feeder | 4837 | 203 | 11KV KHAPAR AG | 334026 | KHAPAR
MSB06480 | Secure | 055 | TCPIP_Secure | GSM | Feeder | 4837 | 204 | 11KV VANYAVIHIR GAONTHAN | 334008 | AKKALKUVA
MSB06468 | Secure | 055 | TCPIP_Secure | GSM | Feeder | 4837 | 203 | 11KV VANYAVIHIR AG | 334008 | AKKALKUVA
17223752 | DLMS-LnT | 053 | TCPIP_DLMS | GSM | Feeder | 4838 | 203 | 11 kv Surwani | 334017 | 33/11KV Dhadgaon
X0494607 | DLMS-Secure | 055 | TCPIP_DLMS | GSM | Feeder | 4838 | 204 | 11 KV KHAMALA FEEDER | 334031 | 33/11KV Kakarda
17223749 | DLMS-LnT | 053 | TCPIP_DLMS | GSM | Feeder | 4838 | 202 | 11KV Chulwad | 334017 | 33/11KV Dhadgaon
17223751 | DLMS-LnT | 053 | TCPIP_DLMS | GSM | Feeder | 4838 | 205 | 11KV Rajbardi feeder | 334017 | 33/11KV Dhadgaon
17223750 | DLMS-LnT | 053 | TCPIP_DLMS | GSM | Feeder | 4838 | 204 | 11KV Son feeder | 334017 | 33/11KV Dhadgaon
XB414479 | DLMS-Secure | 055 | TCPIP_DLMS | GSM | Feeder | 4838 | 207 | 11 KV UMRANI | 334017 | 33/11KV Dhadgaon
05161763 | HPL | 076 | TCPIP_HSPL | GSM | Feeder | 4838 | 202 | 11KV Manwani | 334032 | 33/11KV Hatdhui
05161766 | HPL | 076 | TCPIP_HSPL | GSM | Feeder | 4838 | 201 | 11KV Kakarda feeder | 334031 | 33/11KV Kakarda
05161765 | HPL | 076 | TCPIP_HSPL | GSM | Feeder | 4838 | 201 | 11KV Khuntamodi | 334032 | 33/11KV Hatdhui
05161762 | HPL | 076 | TCPIP_HSPL | GSM | Feeder | 4838 | 206 | 11 KV GOVT ITI EXPRESS FEEDER | 334017 | 33/11KV Dhadgaon
X1347530 | DLMS-Secure | 055 | TCPIP_DLMS | GSM | Feeder | 4838 | 208 | 11KV DHADGAON RURAL HOSPITAL | 334017 | 33/11KV Dhadgaon
05161768 | HPL | 076 | TCPIP_HSPL | GSM | Feeder | 4838 | 202 | 11KV Ghatali Feeder | 334031 | 33/11KV Kakarda
05161767 | HPL | 076 | TCPIP_HSPL | GSM | Feeder | 4838 | 203 | 11 KV VALVAL | 334031 | 33/11KV Kakarda
05161764 | HPL | 076 | TCPIP_HSPL | GSM | Feeder | 4838 | 203 | 11KV Kundal fedder | 334032 | 33/11KV Hatdhui
17223753 | DLMS-LnT | 053 | TCPIP_DLMS | GSM | Feeder | 4838 | 201 | 11KV Dhadgaon | 334017 | 33/11KV Dhadgaon
13546839 | DLMS-LnT | 053 | TCPIP_DLMS | GSM | Feeder | 0540 | 202 | 11 KV VIDYAVIHAR FEEDER | 334014 | 33/11KV Holmohida S/S
MSB06487 | Secure | 055 | TCPIP_Secure | GSM | Feeder | 0540 | 207 | 11KV DAMALDA AG | 334005 | MANDANA
MSB06470 | Secure | 055 | TCPIP_Secure | GSM | Feeder | 0540 | 206 | 11 KV DONGARGAON GAOTHAN | 334005 | MANDANA
MSB06483 | Secure | 055 | TCPIP_Secure | GSM | Feeder | 0540 | 202 | 11KV SULWADE ag | 334009 | MHASAWAD
MSB06507 | Secure | 055 | TCPIP_Secure | GSM | Feeder | 0540 | 205 | 11KV DONGARGAON AG | 334005 | MANDANA
18206184 | DLMS-LnT | 053 | TCPIP_DLMS | GSM | Feeder | 0540 | 206 | 11 KV BHUTE AG | 334020 | KUDAWAD
18206186 | DLMS-LnT | 053 | TCPIP_DLMS | GSM | Feeder | 0540 | 201 | 11KV INDUSTRIAL | 334014 | 33/11KV Holmohida S/S
X0398452 | DLMS-Secure | 055 | TCPIP_DLMS | GSM | Feeder | 0540 | 204 | 11KV BHONGRA GAOTHAN | 334005 | MANDANA
X0402479 | DLMS-Secure | 055 | TCPIP_DLMS | GSM | Feeder | 0540 | 203 | Amoda ag | 334009 | MHASAWAD
X0402478 | DLMS-Secure | 055 | TCPIP_DLMS | GSM | Feeder | 0540 | 207 | 11KV MHASAWAD GAOTHAN | 334009 | MHASAWAD
X0402480 | DLMS-Secure | 055 | TCPIP_DLMS | GSM | Feeder | 0540 | 209 | 11KV DARA GAOTHAN | 334009 | MHASAWAD
X0402477 | DLMS-Secure | 055 | TCPIP_DLMS | GSM | Feeder | 0540 | 206 | 11KV NAVALPUR GAOTHAN | 334009 | MHASAWAD
18206207 | DLMS-LnT | 053 | TCPIP_DLMS | GSM | Feeder | 0540 | 201 | 11KV ISLAMPUR GAOTHAN | 334042 | ISLAMPUR
18206178 | DLMS-LnT | 053 | TCPIP_DLMS | GSM | Feeder | 0540 | 202 | 11KV ISLAMPUR AG | 334042 | ISLAMPUR
18206165 | DLMS-LnT | 053 | TCPIP_DLMS | GSM | Feeder | 0540 | 201 | 11KV LACHORA AG | 334020 | KUDAWAD
18206166 | DLMS-LnT | 053 | TCPIP_DLMS | GSM | Feeder | 0540 | 202 | 11KV KUDAWAD AG | 334020 | KUDAWAD
17223758 | DLMS-LnT | 053 | TCPIP_DLMS | GSM | Feeder | 0540 | 203 | 11KV BHONGRA AG | 334005 | MANDANA
X0398453 | DLMS-Secure | 055 | TCPIP_DLMS | GSM | Feeder | 0540 | 203 | 11KV VADCHIL AG | 334037 | SAVAKHEDA
18206185 | DLMS-LnT | 053 | TCPIP_DLMS | GSM | Feeder | 0540 | 205 | 11 KV PADALDA AG | 334020 | KUDAWAD
18206177 | DLMS-LnT | 053 | TCPIP_DLMS | GSM | Feeder | 0540 | 203 | 11KV AMBAPUR AG | 334042 | ISLAMPUR
13546848 | DLMS-LnT | 053 | TCPIP_DLMS | GSM | Feeder | 0540 | 211 | 11KV SHAHANA AG | 334005 | MANDANA
XD453511 | DLMS-Secure | 055 | TCPIP_DLMS | GSM | Feeder | 0540 | 205 | 11 KV TALAWADI AG | 334042 | ISLAMPUR
08023796 | DLMS-Genus | 065 | TCPIP_DLMS | GSM | Feeder | 0540 | 210 | 11 KV JAVADA GAOTHAN | 334005 | MANDANA
08026754 | DLMS-Genus | 065 | TCPIP_DLMS | GSM | Feeder | 0540 | 205 | 11 KV KHARGAON AG | 334028 | 33/11 KV Sultanpur
X0400702 | DLMS-Secure | 055 | TCPIP_DLMS | GSM | Feeder | 0540 | 205 | 11KV BHAGAPUR GAOTHAN | 334014 | 33/11KV Holmohida S/S
X0402473 | DLMS-Secure | 055 | TCPIP_DLMS | GSM | Feeder | 0540 | 201 | 11 KV JAVADA AG | 334005 | MANDANA
00567924 | DLMS-HPL | 076 | TCPIP_DLMS | GSM | Feeder | 0540 | 201 | 11KV SULTANPUR AG | 334028 | 33/11 KV Sultanpur
04579077 | DLMS-Genus | 065 | TCPIP_DLMS | GSM | Feeder | 0540 | 203 | 11KV LACHORA GAOTHAN | 334020 | KUDAWAD
X1093889 | DLMS-Secure | 055 | TCPIP_DLMS | GSM | Feeder | 0540 | 207 | HARI OM FEEDER | 334020 | KUDAWAD
13546843 | DLMS-LnT | 053 | TCPIP_DLMS | GSM | Feeder | 0540 | 204 | 11 KV LOHARA AG | 334037 | SAVAKHEDA
08023787 | DLMS-Genus | 065 | TCPIP_DLMS | GSM | Feeder | 0540 | 204 | 11KV BRAHMANPURI AG | 334014 | 33/11KV Holmohida S/S
08023788 | DLMS-Genus | 065 | TCPIP_DLMS | GSM | Feeder | 0540 | 204 | 11 KV RAIKHED GAOTHAN | 334028 | 33/11 KV Sultanpur
08023789 | DLMS-Genus | 065 | TCPIP_DLMS | GSM | Feeder | 0540 | 206 | 11 KV BRAMHANPURI GAOTHAN | 334028 | 33/11 KV Sultanpur
X0363030 | DLMS-Secure | 055 | TCPIP_DLMS | GSM | Feeder | 0540 | 205 | H.G.Engineering | 334037 | SAVAKHEDA
05037593 | DLMS-HPL | 076 | TCPIP_DLMS | GSM | Feeder | 0540 | 201 | 11KV MHASAWAD AG | 334009 | MHASAWAD
07409482 | LnT | 053 | TCPIP_LNT | GSM | Feeder | 0540 | 202 | 11KV MANDANA GAOTHAN | 334005 | MANDANA
18206164 | DLMS-LnT | 053 | TCPIP_DLMS | GSM | Feeder | 0540 | 208 | padalda gaothan | 334020 | KUDAWAD
18206206 | DLMS-LnT | 053 | TCPIP_DLMS | GSM | Feeder | 0540 | 208 | 11KV DARA AG. | 334009 | MHASAWAD
08027000 | DLMS-Genus | 065 | TCPIP_DLMS | GSM | Feeder | 0540 | 203 | 11KV RAIKHED AG | 334028 | 33/11 KV Sultanpur
08027005 | DLMS-Genus | 065 | TCPIP_DLMS | GSM | Feeder | 0540 | 201 | 11KV SAVAKHEDA GAONTHAN | 334037 | SAVAKHEDA
08027001 | DLMS-Genus | 065 | TCPIP_DLMS | GSM | Feeder | 0540 | 204 | 11KV RANIPUR AG | 334042 | ISLAMPUR
08026998 | DLMS-Genus | 065 | TCPIP_DLMS | GSM | Feeder | 0540 | 202 | 11KV SULTANPUR GAOTHAN | 334028 | 33/11 KV Sultanpur
07424914 | LnT | 053 | TCPIP_LNT | GSM | Feeder | 0540 | 202 | 11KV SAVAKHEDA AG | 334037 | SAVAKHEDA
13546847 | DLMS-LnT | 053 | TCPIP_DLMS | GSM | Feeder | 0540 | 203 | 11KV BHAGAPUR AG | 334014 | 33/11KV Holmohida S/S
12626294 | DLMS-LnT | 053 | TCPIP_DLMS | GSM | Feeder | 0540 | 206 | 11KV LONKHEDA GAOTHAN | 334014 | 33/11KV Holmohida S/S
05161757 | DLMS-HPL | 076 | TCPIP_DLMS | GSM | Feeder | 5533 | 204 | NADIPAR | 334016 | DAMERKHEDA
17270542 | DLMS-LnT | 053 | TCPIP_DLMS | GSM | Feeder | 5533 | 208 | 11KV PRAKASHA | 097003 | 132KV SHAHADA
12626329 | DLMS-LnT | 053 | TCPIP_DLMS | GSM | Feeder | 5533 | 203 | MISSIN BUNGLOW | 334058 | GIS SHAHADA
12626296 | DLMS-LnT | 053 | TCPIP_DLMS | GSM | Feeder | 5533 | 201 | KUKADEL | 334058 | GIS SHAHADA
12626332 | DLMS-LnT | 053 | TCPIP_DLMS | GSM | Feeder | 5533 | 202 | MAIN ROAD | 334058 | GIS SHAHADA
XC413513 | DLMS-Secure | 055 | TCPIP_DLMS | GSM | Feeder | 5533 | 208 | 11 KV PADALADA AG | 334015 | PARIVARDHA
08026805 | DLMS-Genus | 065 | TCPIP_DLMS | GSM | Feeder | 5533 | 206 | VELHAWAD AG | 334015 | PARIVARDHA
13045228 | LnT | 053 | TCPIP_LnT_9600 | GSM | Feeder | 5533 | 203 | 11 KV OUTGOING MALONI FEEDER | 334045 | 33/11 KV SHAHADA URBAN SUBSTATION
07427525 | LnT | 053 | TCPIP_LNT | GSM | Feeder | 5533 | 201 | 11KV TARHAWAD AG FEEDER | 334022 | PRAKASHA
17270549 | DLMS-LnT | 053 | TCPIP_DLMS | GSM | Feeder | 5533 | 202 | 11KV KALSADI 1 | 097003 | 132KV SHAHADA
08023528 | DLMS-Genus | 065 | TCPIP_DLMS | GSM | Feeder | 5533 | 203 | 11KV VARUL KANADI | 334010 | SARANGKHEDA
08023525 | DLMS-Genus | 065 | TCPIP_DLMS | GSM | Feeder | 5533 | 210 | SARANGKHEDA AG | 334010 | SARANGKHEDA
15003606 | LnT | 053 | TCPIP_LnT_9600 | GSM | Feeder | 5533 | 206 | LONDRE GAOTHAN | 334039 | JAINAGAR
13045213 | LnT | 053 | TCPIP_LnT_9600 | GSM | Feeder | 5533 | 201 | 11 KV OUTGOING VIKAS FEEDER | 334045 | 33/11 KV SHAHADA URBAN SUBSTATION
15010231 | LnT | 053 | TCPIP_LnT_9600 | GSM | Feeder | 5533 | 201 | Tihora Ag | 334048 | 33/11 Kv Tikhora subSation
15010214 | LnT | 053 | TCPIP_LnT_9600 | GSM | Feeder | 5533 | 202 | Mohida Ag | 334048 | 33/11 Kv Tikhora subSation
18206182 | DLMS-LnT | 053 | TCPIP_DLMS | GSM | Feeder | 5533 | 201 | 11KV SHELTI | 334038 | SASDE
18206180 | DLMS-LnT | 053 | TCPIP_DLMS | GSM | Feeder | 5533 | 202 | 11KV TEMBHA AG | 334038 | SASDE
18206179 | DLMS-LnT | 053 | TCPIP_DLMS | GSM | Feeder | 5533 | 203 | 11KV VARUL AG | 334038 | SASDE
18206188 | DLMS-LnT | 053 | TCPIP_DLMS | GSM | Feeder | 5533 | 204 | 11KV JAWADA AG | 334015 | PARIVARDHA
18206204 | DLMS-LnT | 053 | TCPIP_DLMS | GSM | Feeder | 5533 | 205 | SONAWAL AG | 334015 | PARIVARDHA
08023793 | DLMS-Genus | 065 | TCPIP_DLMS | GSM | Feeder | 5533 | 204 | KOTALI AG | 334013 | 33 KV Kukawal
X1960266 | DLMS-Secure | 055 | TCPIP_DLMS | GSM | Feeder | 5533 | 407 | Spinning mill I | 097003 | 132KV SHAHADA
04579075 | DLMS-Genus | 065 | TCPIP_DLMS | GSM | Feeder | 5533 | 204 | 11KV BILADI | 334010 | SARANGKHEDA
X1960265 | DLMS-Secure | 055 | TCPIP_DLMS | GSM | Feeder | 5533 | 402 | 33KV PARTICAL BOARD | 097003 | 132KV SHAHADA
X1083550 | DLMS-Secure | 055 | TCPIP_DLMS | GSM | Feeder | 5533 | 202 | 11KV VADALI | 334013 | 33 KV Kukawal
X1083551 | DLMS-Secure | 055 | TCPIP_DLMS | GSM | Feeder | 5533 | 202 | 11KV KAKARDA | 334018 | 33 KV TORKHEDA
X1093900 | DLMS-Secure | 055 | TCPIP_DLMS | GSM | Feeder | 5533 | 208 | 11KV LIS-I | 334010 | SARANGKHEDA
X1093908 | DLMS-Secure | 055 | TCPIP_DLMS | GSM | Feeder | 5533 | 201 | 11KV PUSNAD | 334010 | SARANGKHEDA
18206181 | DLMS-LnT | 053 | TCPIP_DLMS | GSM | Feeder | 5533 | 205 | 11 KV KANADI | 334038 | SASDE
17270550 | DLMS-LnT | 053 | TCPIP_DLMS | GSM | Feeder | 5533 | 210 | 11KV INDUSTRIAL BEL | 097003 | 132KV SHAHADA
17270537 | DLMS-LnT | 053 | TCPIP_DLMS | GSM | Feeder | 5533 | 209 | 11KV Anarad Gaothan | 097003 | 132KV SHAHADA
08023794 | DLMS-Genus | 065 | TCPIP_DLMS | GSM | Feeder | 5533 | 202 | 11KV Express prakasha | 334022 | PRAKASHA
XC413511 | DLMS-Secure | 055 | TCPIP_DLMS | GSM | Feeder | 5533 | 201 | 11KV PARI AG | 334015 | PARIVARDHA
XC413510 | DLMS-Secure | 055 | TCPIP_DLMS | GSM | Feeder | 5533 | 202 | KAUTHAL GAOTHAN | 334054 | Kahatul
XC413537 | DLMS-Secure | 055 | TCPIP_DLMS | GSM | Feeder | 5533 | 201 | MATAJI FEEDER | 334054 | Kahatul
XD453510 | DLMS-Secure | 055 | TCPIP_DLMS | GSM | Feeder | 5533 | 205 | DHAMARKHEDA GAOTHAN | 334016 | DAMERKHEDA
XC413518 | DLMS-Secure | 055 | TCPIP_DLMS | GSM | Feeder | 5533 | 207 | KALSADI GOTHAN | 334015 | PARIVARDHA
18206183 | DLMS-LnT | 053 | TCPIP_DLMS | GSM | Feeder | 5533 | 204 | BAMKHEDA AG | 334038 | SASDE
18206187 | DLMS-LnT | 053 | TCPIP_DLMS | GSM | Feeder | 5533 | 202 | 11KV TARHADI AG | 334015 | PARIVARDHA
00567929 | DLMS-HPL | 076 | TCPIP_DLMS | GSM | Feeder | 5533 | 202 | 11KV JAINAGAR | 334039 | JAINAGAR
X0494561 | DLMS-Secure | 055 | TCPIP_DLMS | GSM | Feeder | 5533 | 206 | VAIJALI GAOTHAN | 334016 | DAMERKHEDA
00567921 | DLMS-HPL | 076 | TCPIP_DLMS | GSM | Feeder | 5533 | 206 | 11KV ANARAD | 097003 | 132KV SHAHADA
08023795 | DLMS-Genus | 065 | TCPIP_DLMS | GSM | Feeder | 5533 | 204 | 11 KV PRAKASHA AG | 334022 | PRAKASHA
08023782 | DLMS-Genus | 065 | TCPIP_DLMS | GSM | Feeder | 5533 | 201 | 11KV JAINAGAR | 334013 | 33 KV Kukawal
08023783 | DLMS-Genus | 065 | TCPIP_DLMS | GSM | Feeder | 5533 | 201 | 11KV TORKHEDA | 334018 | 33 KV TORKHEDA
08023785 | DLMS-Genus | 065 | TCPIP_DLMS | GSM | Feeder | 5533 | 203 | 11KV KAHATUL | 334013 | 33 KV Kukawal
08023792 | DLMS-Genus | 065 | TCPIP_DLMS | GSM | Feeder | 5533 | 203 | 11KV KAHATUL AG | 334039 | JAINAGAR
08023526 | DLMS-Genus | 065 | TCPIP_DLMS | GSM | Feeder | 5533 | 203 | 11KV PARIVARDHA GAONTHAN | 334015 | PARIVARDHA
08023791 | DLMS-Genus | 065 | TCPIP_DLMS | GSM | Feeder | 5533 | 201 | 11KV UBHA-DAGAD | 334039 | JAINAGAR
08023527 | DLMS-Genus | 065 | TCPIP_DLMS | GSM | Feeder | 5533 | 203 | LONKHEDA AG | 334048 | 33/11 Kv Tikhora subSation
XC413542 | DLMS-Secure | 055 | TCPIP_DLMS | GSM | Feeder | 5533 | 203 | CHAKRADHARI | 334054 | Kahatul
08023529 | DLMS-Genus | 065 | TCPIP_DLMS | GSM | Feeder | 5533 | 203 | 11KV DAMARKHEDA FEEDER | 334016 | DAMERKHEDA
XB462858 | DLMS-Secure | 055 | TCPIP_DLMS | GSM | Feeder | 5533 | 203 | TORKHEDA GAOTHAN | 334018 | 33 KV TORKHEDA
X0494533 | DLMS-Secure | 055 | TCPIP_DLMS | GSM | Feeder | 5533 | 205 | KUKAWAL GAOTHAN | 334013 | 33 KV Kukawal
13045219 | LnT | 053 | TCPIP_LnT_9600 | GSM | Feeder | 5533 | 204 | SAIBABA FEEDER | 334045 | 33/11 KV SHAHADA URBAN SUBSTATION
MSB06485 | Secure | 055 | NON_AMR_MODEM | GSM | Feeder | 5533 | 205 | 11KV KURHAWAD | 334010 | SARANGKHEDA
05162441 | HPL | 076 | TCPIP_Secure | GSM | Feeder | 5533 | 202 | 11KV KALAMBU | 334010 | SARANGKHEDA
05037566 | HPL | 076 | TCPIP_Secure | GSM | Feeder | 5533 | 206 | 11KV LIS-II | 334010 | SARANGKHEDA
00308352 | DLMS-HPL | 076 | TCPIP_DLMS | GSM | Feeder | 5533 | 203 | 11KV PRAKASHA GAONTHAN | 334022 | PRAKASHA
MSB06495 | Secure | 055 | TCPIP_Secure | GSM | Feeder | 5533 | 201 | 11KV PUSNAD | 334010 | SARANGKHEDA
14096150 | LnT | 053 | TCPIP_LnT_9600 | GSM | Feeder | 5533 | 204 | 11KV DHANDRE | 334039 | JAINAGAR
14089161 | LnT | 053 | TCPIP_LnT_9600 | GSM | Feeder | 5533 | 205 | 11KV KONDHAWAL GAOTHAN | 334039 | JAINAGAR
05037591 | HPL | 076 | TCPIP_HSPL | GSM | Feeder | 5533 | 207 | 11KV SARANGKHEDA | 334010 | SARANGKHEDA
05161756 | DLMS-HPL | 076 | TCPIP_DLMS | GSM | Feeder | 5533 | 202 | 11KV NANDARKHEDA | 334016 | DAMERKHEDA
XB414478 | DLMS-Secure | 055 | TCPIP_DLMS | GSM | Feeder | 5541 | 203 | 11 KV RATENPADA FEEDER AG | 334052 | MODALPADA SUB-STATION
05162605 | DLMS-HPL | 076 | TCPIP_DLMS | GSM | Feeder | 5541 | 206 | 11KV AMONI GAONTHAN | 334024 | SOMAVAL
X0400707 | DLMS-Secure | 055 | TCPIP_DLMS | GSM | Feeder | 5541 | 201 | 11KV TALODA TOWN | 334002 | TALODA
X0400706 | DLMS-Secure | 055 | TCPIP_DLMS | GSM | Feeder | 5541 | 201 | 11KV PRATAPPUR AG | 334040 | Pratappur Substation
X0400701 | DLMS-Secure | 055 | TCPIP_DLMS | GSM | Feeder | 5541 | 205 | 11 KV RANZANI GAOTHAN | 334040 | Pratappur Substation
12626356 | DLMS-LnT | 053 | TCPIP_DLMS | GSM | Feeder | 5541 | 202 | 11KV PRATAPPUR GAONTHAN | 334040 | Pratappur Substation
XC413546 | DLMS-Secure | 055 | TCPIP_DLMS | GSM | Feeder | 5541 | 201 | 11 KV UMARI AG | 334055 | 33 KV MORWAD SUB STATION
12626321 | DLMS-LnT | 053 | TCPIP_DLMS | GSM | Feeder | 5541 | 206 | 11 KV ROZWA AG | 334040 | Pratappur Substation
XC413515 | DLMS-Secure | 055 | TCPIP_DLMS | GSM | Feeder | 5541 | 208 | 11 KV SHAHADA ROAD | 334002 | TALODA
XC427361 | DLMS-Secure | 055 | TCPIP_DLMS | GSM | Feeder | 5541 | 209 | 11 KV HATODA ROAD | 334002 | TALODA
MSB06497 | Secure | 055 | TCPIP_Secure | GSM | Feeder | 5541 | 204 | 11KV BORAD GAONTHAN | 334007 | BORAD
X0402474 | DLMS-Secure | 055 | TCPIP_DLMS | GSM | Feeder | 5541 | 202 | 11KV BEDAPADA AG | 334024 | SOMAVAL
X0402472 | DLMS-Secure | 055 | TCPIP_DLMS | GSM | Feeder | 5541 | 201 | 11KV AMONI AG | 334024 | SOMAVAL
17223756 | DLMS-LnT | 053 | TCPIP_DLMS | GSM | Feeder | 5541 | 205 | 11KV TALODA GROUP AG | 334002 | TALODA
XC413533 | DLMS-Secure | 055 | TCPIP_DLMS | GSM | Feeder | 5541 | 202 | 11 KV DHANORA AG | 334055 | 33 KV MORWAD SUB STATION
X0402481 | DLMS-Secure | 055 | TCPIP_DLMS | GSM | Feeder | 5541 | 207 | 11KV AMLAD GAONTHAN | 334002 | TALODA
X1093907 | DLMS-Secure | 055 | TCPIP_DLMS | GSM | Feeder | 5541 | 209 | 11KV SHYAM FIBER | 334007 | BORAD
XB414477 | DLMS-Secure | 055 | TCPIP_DLMS | GSM | Feeder | 5541 | 201 | MODALPADA AG | 334052 | MODALPADA SUB-STATION
17223755 | DLMS-LnT | 053 | TCPIP_DLMS | GSM | Feeder | 5541 | 202 | 11KV TALAVA AG-I | 334002 | TALODA
XC413516 | DLMS-Secure | 055 | TCPIP_DLMS | GSM | Feeder | 5541 | 201 | 11 KV TALODA BY PASS (GAOTHAN) | 334053 | TALAWADI (TALODA)
XC427334 | DLMS-Secure | 055 | TCPIP_DLMS | GSM | Feeder | 5541 | 202 | 11 KV KAJIPUR AG | 334053 | TALAWADI (TALODA)
XC427349 | DLMS-Secure | 055 | TCPIP_DLMS | GSM | Feeder | 5541 | 203 | 11 KV TALAWADI AG | 334053 | TALAWADI (TALODA)
17223757 | DLMS-LnT | 053 | TCPIP_DLMS | GSM | Feeder | 5541 | 203 | 11KV RANZANI AG | 334040 | Pratappur Substation
XC413535 | DLMS-Secure | 055 | TCPIP_DLMS | GSM | Feeder | 5541 | 203 | 11 KV MORWAD GOATHAN | 334055 | 33 KV MORWAD SUB STATION
XB414475 | DLMS-Secure | 055 | TCPIP_DLMS | GSM | Feeder | 5541 | 202 | 11 KV MODALPADA GOATHAN | 334052 | MODALPADA SUB-STATION
MSB06489 | Secure | 055 | TCPIP_Secure | GSM | Feeder | 5541 | 202 | 11KV KADHEL AG | 334007 | BORAD
MSB06503 | Secure | 055 | TCPIP_Secure | GSM | Feeder | 5541 | 206 | 11KV BORAD AG | 334007 | BORAD
MSB06499 | Secure | 055 | TCPIP_Secure | GSM | Feeder | 5541 | 201 | 11KV KARDE AG | 334007 | BORAD
MSB06477 | Secure | 055 | TCPIP_Secure | GSM | Feeder | 5541 | 203 | 11KV MOD GAONTHAN | 334007 | BORAD
MSB06473 | Secure | 055 | TCPIP_Secure | GSM | Feeder | 5541 | 207 | 11KV MOD AG | 334007 | BORAD
X0402476 | DLMS-Secure | 055 | TCPIP_DLMS | GSM | Feeder | 5541 | 205 | 11KV NARMADANAGAR AG | 334024 | SOMAVAL
X0402475 | DLMS-Secure | 055 | TCPIP_DLMS | GSM | Feeder | 5541 | 203 | 11KV SHIRVE AG | 334024 | SOMAVAL
17223754 | DLMS-LnT | 053 | TCPIP_DLMS | GSM | Feeder | 5541 | 203 | 11KV TALAVA AG-II | 334002 | TALODA
XB462864 | DLMS-Secure | 055 | TCPIP_DLMS | GSM | Feeder | 5541 | 205 | 11KV MOHIDA AG | 334007 | BORAD
XC427363 | DLMS-Secure | 055 | TCPIP_DLMS | GSM | Feeder | 5541 | 206 | 11KV AMLAD AG | 334002 | TALODA
05162606 | DLMS-HPL | 076 | TCPIP_DLMS | GSM | Feeder | 5541 | 204 | 11KV NARMADANAGAR GAONTHAN | 334024 | SOMAVAL
X0400703 | DLMS-Secure | 055 | TCPIP_DLMS | GSM | Feeder | 5541 | 204 | 11KV RANIPUR AG | 334040 | Pratappur Substation
12626560 | DLMS-LnT | 053 | TCPIP_DLMS | GSM | Feeder | 4166 | 309 | NALANDA | 283045 | BAJI PRABHU
X0398605 | DLMS-Secure | 055 | TCPIP_DLMS | GSM | Feeder | 4166 | 312 | DATTA NAGAR | 283045 | BAJI PRABHU
X0398603 | DLMS-Secure | 055 | TCPIP_DLMS | GSM | Feeder | 4166 | 311 | AAGARKAR ROAD | 283045 | BAJI PRABHU
X0398602 | DLMS-Secure | 055 | TCPIP_DLMS | GSM | Feeder | 4166 | 304 | SHASTRI NAGAR | 283045 | BAJI PRABHU
12626510 | DLMS-LnT | 053 | TCPIP_DLMS | GSM | Feeder | 4166 | 303 | NAVA PADA | 283045 | BAJI PRABHU
X0398571 | DLMS-Secure | 055 | TCPIP_DLMS | GSM | Feeder | 4166 | 314 | KELKAR ROAD | 283045 | BAJI PRABHU
X0398604 | DLMS-Secure | 055 | TCPIP_DLMS | GSM | Feeder | 4166 | 315 | TUKARAM NAGAR | 283045 | BAJI PRABHU
12626508 | DLMS-LnT | 053 | TCPIP_DLMS | GSM | Feeder | 4166 | 306 | RAM NAGAR | 283045 | BAJI PRABHU
12626511 | DLMS-LnT | 053 | TCPIP_DLMS | GSM | Feeder | 4166 | 302 | GANESH MANDIR | 283045 | BAJI PRABHU
12626376 | DLMS-LnT | 053 | TCPIP_DLMS | GSM | Feeder | 4166 | 305 | TILAK NAGAR | 283045 | BAJI PRABHU
X0398572 | DLMS-Secure | 055 | TCPIP_DLMS | GSM | Feeder | 4166 | 310 | KOPAR ROAD | 283045 | BAJI PRABHU
KA903413 | Secure | 055 | TCPIP_Secure | GSM | Feeder | 4720 | 309 | MAHAVIR COLONY/NAGAR | 283211 | MSEB COLONY SWITCHING STATION
KA903418 | Secure | 055 | TCPIP_Secure | GSM | Feeder | 4720 | 314 | GANDHI NAGAR | 283211 | MSEB COLONY SWITCHING STATION
KA903403 | Secure | 055 | TCPIP_Secure | GSM | Feeder | 4720 | 312 | NANDIVALI ROAD | 283211 | MSEB COLONY SWITCHING STATION
KA903409 | Secure | 055 | TCPIP_Secure | GSM | Feeder | 4720 | 308 | STAR COLONY | 283211 | MSEB COLONY SWITCHING STATION
KA903414 | Secure | 055 | TCPIP_Secure | GSM | Feeder | 4720 | 305 | GOGRASWADI | 283211 | MSEB COLONY SWITCHING STATION
KA903400 | Secure | 055 | TCPIP_Secure | GSM | Feeder | 4720 | 307 | DOMBIVALI WEST | 283211 | MSEB COLONY SWITCHING STATION
KA903410 | Secure | 055 | TCPIP_Secure | GSM | Feeder | 4720 | 310 | GAONDEVI MANDIR | 283211 | MSEB COLONY SWITCHING STATION
KA903406 | Secure | 055 | TCPIP_Secure | GSM | Feeder | 4720 | 313 | P AND T COLONY | 283211 | MSEB COLONY SWITCHING STATION
KA903415 | Secure | 055 | TCPIP_Secure | GSM | Feeder | 4720 | 311 | PANDURANG WADI | 283211 | MSEB COLONY SWITCHING STATION
KA903407 | Secure | 055 | TCPIP_Secure | GSM | Feeder | 4720 | 306 | KARADE BRAHAMAN | 283211 | MSEB COLONY SWITCHING STATION
KA903404 | Secure | 055 | TCPIP_Secure | GSM | Feeder | 4720 | 315 | 22 KV THAKURLI (EAST) FEEDER | 283211 | MSEB COLONY SWITCHING STATION
X0401044 | DLMS-Secure | 055 | TCPIP_DLMS | GSM | Feeder | 4167 | 311 | GAONDEVI FEEDER | 283067 | Anand Nagar
13043108 | LnT | 053 | TCPIP_LnT_9600 | GSM | Feeder | 4167 | 312 | GARIBACHA WADA | 283067 | Anand Nagar
13043100 | LnT | 053 | TCPIP_LnT_9600 | GSM | Feeder | 4167 | 310 | PHULE ROAD | 283067 | Anand Nagar
13043112 | LnT | 053 | TCPIP_LnT_9600 | GSM | Feeder | 4167 | 301 | GUPTE ROAD | 283067 | Anand Nagar
13043056 | LnT | 053 | TCPIP_LnT_9600 | GSM | Feeder | 4167 | 313 | JAI HIND COLONY | 283067 | Anand Nagar
13043059 | LnT | 053 | TCPIP_LnT_9600 | GSM | Feeder | 4167 | 302 | KALU NAGAR | 283067 | Anand Nagar
X0401199 | DLMS-Secure | 055 | TCPIP_DLMS | GSM | Feeder | 4167 | 315 | 22 KV SUBHASH ROAD | 283067 | Anand Nagar
XB449686 | DLMS-Secure | 055 | TCPIP_DLMS | GSM | Feeder | 4167 | 314 | UMESHNAGAR FEEDER | 283067 | Anand Nagar
12627334 | DLMS-LnT | 053 | TCPIP_LnT_9600 | GSM | Feeder | 4169 | 306 | 22 KV NANDIVALI NEW | 283046 | 22 Kv Netivali Sw stn
X1960262 | DLMS-Secure | 055 | TCPIP_DLMS | GSM | Feeder | 4169 | 309 | 22 KV KDMC EXPRESS FEEDER | 283046 | 22 Kv Netivali Sw stn
XD486596 | DLMS-Secure | 055 | TCPIP_DLMS | GSM | Feeder | 4169 | 311 | LOKDHARA NEW | 283529 | 22 KV SW/STN PIONEER
X0853643 | DLMS-Secure | 055 | TCPIP_DLMS | GSM | Feeder | 4169 | 311 | 22 KV MIDC NETIVALI NEW | 283046 | 22 Kv Netivali Sw stn
XD413987 | DLMS-Secure | 055 | TCPIP_DLMS | GSM | Feeder | 4169 | 306 | WADI FEEDER | 283528 | 22 KV SW/STN GOLDEN DREAM
XD486599 | DLMS-Secure | 055 | TCPIP_Secure | GSM | Feeder | 4169 | 308 | METRO FRANCHISE | 283529 | 22 KV SW/STN PIONEER
X0401196 | DLMS-Secure | 055 | TCPIP_DLMS | GSM | Feeder | 4169 | 303 | 22 KV JAI BAI FEEDER | 283214 | Lokdhara switching stn
XD485955 | DLMS-Secure | 055 | TCPIP_DLMS | GSM | Feeder | 4169 | 309 | KALYAN WEST PATRI POOL | 283529 | 22 KV SW/STN PIONEER
X0398575 | DLMS-Secure | 055 | TCPIP_DLMS | GSM | Feeder | 4169 | 304 | 22 KV CHINCH PADA FEEDER | 283214 | Lokdhara switching stn
X0401036 | DLMS-Secure | 055 | TCPIP_DLMS | GSM | Feeder | 4169 | 308 | NANA PAWASHE CHOWK | 283214 | Lokdhara switching stn
XD485951 | DLMS-Secure | 055 | TCPIP_DLMS | GSM | Feeder | 4169 | 302 | METRO RESIDENCY | 283529 | 22 KV SW/STN PIONEER
09137967 | LnT | 053 | TCPIP_LnT_9600 | GSM | Feeder | 4169 | 305 | 22KV SHREE MALANG FEEDER | 283046 | 22 Kv Netivali Sw stn
X1481452 | DLMS-Secure | 055 | TCPIP_DLMS | GSM | Feeder | 4169 | 302 | FEEDER NO 2 | 283537 | LODHA ESR INDUSTRIAL PARK
09137974 | LnT | 053 | TCPIP_LnT_9600 | GSM | Feeder | 4169 | 307 | 22 KV SHIL FEEDER | 283046 | 22 Kv Netivali Sw stn
00566157 | DLMS-HPL | 076 | TCPIP_DLMS | GSM | Feeder | 4169 | 309 | NEW SS 1 | 283528 | 22 KV SW/STN GOLDEN DREAM
09137970 | LnT | 053 | TCPIP_LnT_9600 | GSM | Feeder | 4169 | 303 | 22 KV KALYAN WEST FEEDER | 283046 | 22 Kv Netivali Sw stn
09137971 | LnT | 053 | TCPIP_LnT_9600 | GSM | Feeder | 4169 | 304 | 22 KV KALYAN EAST | 283046 | 22 Kv Netivali Sw stn
X1481454 | DLMS-Secure | 055 | TCPIP_DLMS | GSM | Feeder | 4169 | 304 | FEEDER NO 4 | 283537 | LODHA ESR INDUSTRIAL PARK
X1481453 | DLMS-Secure | 055 | TCPIP_DLMS | GSM | Feeder | 4169 | 303 | FEEDER NO 3 | 283537 | LODHA ESR INDUSTRIAL PARK
X0400948 | DLMS-Secure | 055 | TCPIP_DLMS | GSM | Feeder | 4169 | 309 | 22 KV JARI MARI FEEDER | 283214 | Lokdhara switching stn
X0398573 | DLMS-Secure | 055 | TCPIP_DLMS | GSM | Feeder | 4169 | 307 | KOLSHEWADI | 283214 | Lokdhara switching stn
X0401038 | DLMS-Secure | 055 | TCPIP_DLMS | GSM | Feeder | 4169 | 305 | 22 KV LOKDHARAFEEDER | 283214 | Lokdhara switching stn
14676338 | DLMS-LnT | 053 | TCPIP_DLMS | GSM | Feeder | 4577 | 308 | 22 KV FEEDER NO. 8 | 286012 | 100/22 KV DOMBIVALI SUBSTATION
XD505655 | DLMS-Secure | 055 | TCPIP_DLMS | GSM | Feeder | 4577 | 314 | FEEDER NO 14 | 288047 | 220/22 KV PAL EHV SUBSTATION
14676340 | DLMS-LnT | 053 | TCPIP_DLMS | GSM | Feeder | 4577 | 304 | 22 KV FEEDER NO. 4 | 286012 | 100/22 KV DOMBIVALI SUBSTATION
XB449687 | DLMS-Secure | 055 | TCPIP_DLMS | GSM | Feeder | 4577 | 315 | 22 KV CASA BELLA | 288047 | 220/22 KV PAL EHV SUBSTATION
XD505654 | DLMS-Secure | 055 | TCPIP_DLMS | GSM | Feeder | 4577 | 311 | CASA RIO | 288047 | 220/22 KV PAL EHV SUBSTATION
X0398595 | DLMS-Secure | 055 | TCPIP_DLMS | GSM | Feeder | 4577 | 309 | 22 KV FEEDER NO 9 | 283212 | 22KV SONARPADA SWITCHING STATION
12626543 | DLMS-LnT | 053 | TCPIP_DLMS | GSM | Feeder | 4577 | 310 | TEST FEEDER (LODHA) | 288047 | 220/22 KV PAL EHV SUBSTATION
X1960267 | DLMS-Secure | 055 | TCPIP_DLMS | GSM | Feeder | 4577 | 309 | 22 KV GHARDA EXPRESS | 288047 | 220/22 KV PAL EHV SUBSTATION
00566151 | DLMS-HPL | 076 | TCPIP_DLMS | GSM | Feeder | 4577 | 307 | 22 KV MIDC FEEDER NO - 11 | 283212 | 22KV SONARPADA SWITCHING STATION
MSE85961 | Secure | 055 | TCPIP_Secure | GSM | Feeder | 4577 | 307 | 22 KV NANDIVALI | 288047 | 220/22 KV PAL EHV SUBSTATION
12626622 | DLMS-LnT | 053 | TCPIP_DLMS | GSM | Feeder | 4577 | 301 | 22 KV SHIL ROAD FEEDER | 288047 | 220/22 KV PAL EHV SUBSTATION
MSE85962 | Secure | 055 | TCPIP_Secure | GSM | Feeder | 4577 | 304 | 22 KVSONARPADA RL ZONE(I/C TO 283212 ) | 288047 | 220/22 KV PAL EHV SUBSTATION
08024404 | DLMS-Genus | 065 | TCPIP_DLMS | GSM | Feeder | 4577 | 305 | 22 KV SAGAON-NANDIVLI | 283212 | 22KV SONARPADA SWITCHING STATION
17270591 | DLMS-LnT | 053 | TCPIP_DLMS | GSM | Feeder | 4577 | 323 | 22KV MYCITY HORIZON | 288047 | 220/22 KV PAL EHV SUBSTATION
00711538 | DLMS-HPL | 076 | TCPIP_DLMS | GSM | Feeder | 4577 | 301 | 22 KV SONARPADA IND | 283212 | 22KV SONARPADA SWITCHING STATION
12626821 | DLMS-LnT | 053 | TCPIP_DLMS | GSM | Feeder | 4577 | 308 | 22 KV TEMPO NAKA | 283212 | 22KV SONARPADA SWITCHING STATION
20233113 | DLMS-LnT | 053 | TCPIP_DLMS | GSM | Feeder | 4577 | 303 | 22 KV JADE RUBBER | 283212 | 22KV SONARPADA SWITCHING STATION
20233112 | DLMS-LnT | 053 | TCPIP_DLMS | GSM | Feeder | 4577 | 304 | 22 KV REGENCY FEEDER | 283212 | 22KV SONARPADA SWITCHING STATION
00693302 | DLMS-HPL | 076 | TCPIP_DLMS | GSM | Feeder | 4577 | 306 | 22 KV MIDC RESI. ZONE | 283212 | 22KV SONARPADA SWITCHING STATION
00711581 | DLMS-HPL | 076 | TCPIP_DLMS | GSM | Feeder | 4577 | 302 | 22 KV SONARPADA VILLAGE | 283212 | 22KV SONARPADA SWITCHING STATION
X1928750 | DLMS-Secure | 055 | TCPIP_DLMS | GSM | Feeder | 4577 | 313 | STATION TF
XC439938 | DLMS-Secure | 055 | TCPIP_DLMS | GSM | Feeder | 4577 | 309 | LAKE SIDE 1
X1928713 | DLMS-Secure | 055 | TCPIP_DLMS | GSM | Feeder | 4577 | 301 | EPIC OG1 | 283541 | EPIC SWITCHING STATION
X1928733 | DLMS-Secure | 055 | TCPIP_DLMS | GSM | Feeder | 4577 | 307 | EPIC OG4 | 283541 | EPIC SWITCHING STATION
X1928731 | DLMS-Secure | 055 | TCPIP_DLMS | GSM | Feeder | 4577 | 309 | EPIC OG6 | 283541 | EPIC SWITCHING STATION
XF470479 | DLMS-Secure | 055 | TCPIP_DLMS | GSM | Feeder | 4577 | 302 | DT O/G 2 | 283531 | DOWNTOWN
XC439936 | DLMS-Secure | 055 | TCPIP_DLMS | GSM | Feeder | 4577 | 312 | PASEO
XC439933 | DLMS-Secure | 055 | TCPIP_DLMS | GSM | Feeder | 4577 | 313 | GSR
XC439945 | DLMS-Secure | 055 | TCPIP_DLMS | GSM | Feeder | 4577 | 306 | ELITE 1
XC439941 | DLMS-Secure | 055 | TCPIP_DLMS | GSM | Feeder | 4577 | 308 | LAGOONA
XE490324 | DLMS-Secure | 055 | TCPIP_DLMS | GSM | Feeder | 4577 | 309 | DT O/G 7 | 283531 | DOWNTOWN
XE490318 | DLMS-Secure | 055 | TCPIP_DLMS | GSM | Feeder | 4577 | 308 | DT O/G 6 | 283531 | DOWNTOWN
X1928747 | DLMS-Secure | 055 | TCPIP_DLMS | GSM | Feeder | 4577 | 312 | EPIC OG9
X1928738 | DLMS-Secure | 055 | TCPIP_DLMS | GSM | Feeder | 4577 | 310 | EPIC OG7
X1928719 | DLMS-Secure | 055 | TCPIP_DLMS | GSM | Feeder | 4577 | 305 | EPIC OG2 | 283541 | EPIC SWITCHING STATION
XE490321 | DLMS-Secure | 055 | TCPIP_DLMS | GSM | Feeder | 4577 | 304 | DT O/G 4 | 283531 | DOWNTOWN
X1928724 | DLMS-Secure | 055 | TCPIP_DLMS | GSM | Feeder | 4577 | 306 | EPIC OG3
XC439935 | DLMS-Secure | 055 | TCPIP_DLMS | GSM | Feeder | 4577 | 311 | CIELO
XE490317 | DLMS-Secure | 055 | TCPIP_DLMS | GSM | Feeder | 4577 | 307 | DT O/G 5 | 283531 | DOWNTOWN
XF470480 | DLMS-Secure | 055 | TCPIP_DLMS | GSM | Feeder | 4577 | 301 | DT O/G 1 | 283531 | DOWNTOWN
XE490319 | DLMS-Secure | 055 | TCPIP_DLMS | GSM | Feeder | 4577 | 303 | DT O/G 3 | 283531 | DOWNTOWN
XC439937 | DLMS-Secure | 055 | TCPIP_DLMS | GSM | Feeder | 4577 | 303 | PRIMIA 2
XC439942 | DLMS-Secure | 055 | TCPIP_DLMS | GSM | Feeder | 4577 | 304 | UNO 2
XC439943 | DLMS-Secure | 055 | TCPIP_DLMS | GSM | Feeder | 4577 | 302 | VIENTO
XC439940 | DLMS-Secure | 055 | TCPIP_DLMS | GSM | Feeder | 4577 | 307 | NORTH MLCP
X1928729 | DLMS-Secure | 055 | TCPIP_DLMS | GSM | Feeder | 4577 | 308 | EPIC OG5
X1959175 | DLMS-Secure | 055 | TCPIP_DLMS | GSM | Feeder | 4168 | 315 | MOHANE 15 (STEM WS) | 286018 | 100/22 KV MOHANE EHV
X0400949 | DLMS-Secure | 055 | TCPIP_DLMS | GSM | Feeder | 4168 | 301 | CHIKANGHAR | 283513 | TEJSHREE SWITCHING STATION
12626628 | DLMS-LnT | 053 | TCPIP_LnT_9600 | GSM | Feeder | 4168 | 306 | MILESTONE ESTATE | 283514 | BARAVE SWITCHING STATION
12626375 | DLMS-LnT | 053 | TCPIP_DLMS | GSM | Feeder | 4168 | 304 | BARAVE FEEDER | 283514 | BARAVE SWITCHING STATION
12626618 | DLMS-LnT | 053 | TCPIP_DLMS | GSM | Feeder | 4168 | 305 | WATER SUPPLY | 283514 | BARAVE SWITCHING STATION
13376446 | DLMS-LnT | 053 | TCPIP_DLMS | GSM | Feeder | 4168 | 309 | 22 KV M-9 | 286018 | 100/22 KV MOHANE EHV
14676337 | DLMS-LnT | 053 | TCPIP_DLMS | GSM | Feeder | 4168 | 303 | MOHANE 03 WATER SUPPLY | 286018 | 100/22 KV MOHANE EHV
14676335 | DLMS-LnT | 053 | TCPIP_DLMS | GSM | Feeder | 4168 | 307 | MOHANE 07 | 286018 | 100/22 KV MOHANE EHV
14676334 | DLMS-LnT | 053 | TCPIP_DLMS | GSM | Feeder | 4168 | 310 | MOHANE 10 (NPL) | 286018 | 100/22 KV MOHANE EHV
X0401041 | DLMS-Secure | 055 | TCPIP_DLMS | GSM | Feeder | 4168 | 306 | RAMDASWADI | 283513 | TEJSHREE SWITCHING STATION
14764427 | DLMS-LnT | 053 | TCPIP_DLMS | GSM | Feeder | 4168 | 308 | MOHANE 08 (IND) | 286018 | 100/22 KV MOHANE EHV
14764445 | DLMS-LnT | 053 | TCPIP_DLMS | GSM | Feeder | 4168 | 312 | MOHANE 12 | 286018 | 100/22 KV MOHANE EHV
14764444 | DLMS-LnT | 053 | TCPIP_DLMS | GSM | Feeder | 4168 | 303 | COLLEGE ROAD | 283514 | BARAVE SWITCHING STATION
14764436 | DLMS-LnT | 053 | TCPIP_DLMS | GSM | Feeder | 4168 | 302 | MURBAD ROAD | 283514 | BARAVE SWITCHING STATION
12626562 | DLMS-LnT | 053 | TCPIP_DLMS | GSM | Feeder | 4168 | 307 | KHADAKPADA | 283514 | BARAVE SWITCHING STATION
X0400946 | DLMS-Secure | 055 | TCPIP_DLMS | GSM | Feeder | 4168 | 303 | PORNIMA CHOWK | 283513 | TEJSHREE SWITCHING STATION
XB449669 | DLMS-Secure | 055 | TCPIP_DLMS | GSM | Feeder | 4168 | 305 | KARNIK ROAD | 283513 | TEJSHREE SWITCHING STATION
X0401198 | DLMS-Secure | 055 | TCPIP_DLMS | GSM | Feeder | 4168 | 302 | CHHAYA TALKIES | 283513 | TEJSHREE SWITCHING STATION
12627333 | DLMS-LnT | 053 | TCPIP_DLMS | GSM | Feeder | 4168 | 301 | RADHA NAGARI | 283522 | GODREJ HILL SWITCHING STATION
14675931 | DLMS-LnT | 053 | TCPIP_DLMS | GSM | Feeder | 4168 | 301 | MANDA- 1 | 286018 | 100/22 KV MOHANE EHV
13376518 | DLMS-LnT | 053 | TCPIP_DLMS | GSM | Feeder | 4168 | 305 | 22 KV WATER WORK EXPRESS FEEDER | 286018 | 100/22 KV MOHANE EHV
14675932 | DLMS-LnT | 053 | TCPIP_DLMS | GSM | Feeder | 4168 | 302 | 22 KV M-2 | 286018 | 100/22 KV MOHANE EHV
12627337 | DLMS-LnT | 053 | TCPIP_DLMS | GSM | Feeder | 4168 | 302 | GODREJ RIVER SIDE | 283522 | GODREJ HILL SWITCHING STATION
12627629 | DLMS-LnT | 053 | TCPIP_DLMS | GSM | Feeder | 4168 | 303 | D MART | 283522 | GODREJ HILL SWITCHING STATION
Y0124513 | DLMS-Secure | 055 | TCPIP_DLMS | GSM | Feeder | 4751 | 310 | STATION ROAD | 283515 | 22/22 KV VALLIPER SWITCHING STATION
12626629 | DLMS-LnT | 053 | TCPIP_DLMS | GSM | Feeder | 4751 | 312 | SANTOSHI MATA ROAD | 283515 | 22/22 KV VALLIPER SWITCHING STATION
X0398593 | DLMS-Secure | 055 | TCPIP_DLMS | GSM | Feeder | 4751 | 311 | PATRI POOL | 283515 | 22/22 KV VALLIPER SWITCHING STATION
X0398591 | DLMS-Secure | 055 | TCPIP_DLMS | GSM | Feeder | 4751 | 309 | SHIVAJI CHOWK | 283515 | 22/22 KV VALLIPER SWITCHING STATION
14764425 | DLMS-LnT | 053 | TCPIP_DLMS | GSM | Feeder | 4696 | 302 | VARTEX | 283521 | RAUNAK CITY
14764406 | DLMS-LnT | 053 | TCPIP_DLMS | GSM | Feeder | 4696 | 303 | RAUNAK | 283521 | RAUNAK CITY
X0401271 | DLMS-Secure | 055 | TCPIP_DLMS | GSM | Feeder | 4696 | 302 | 22 KV Annapurna GOD | 283523 | SPORTS COMPLEX 22KV SWICHING
08023193 | DLMS-Genus | 065 | TCPIP_DLMS | GSM | Feeder | 4696 | 301 | 22 KV Talyacha Pada | 283524 | 22KV UMBARDE SW/STN
08023194 | DLMS-Genus | 065 | TCPIP_DLMS | GSM | Feeder | 4696 | 302 | 22 KV Shree Complex | 283524 | 22KV UMBARDE SW/STN
12626561 | DLMS-LnT | 053 | TCPIP_DLMS | GSM | Feeder | 4696 | 302 | 22 KV BUNDER ROAD | 283049 | 22/22 KV DURGADI SWITCHING STN
14764408 | DLMS-LnT | 053 | TCPIP_DLMS | GSM | Feeder | 4696 | 304 | 22 KV ADHARWADI | 283049 | 22/22 KV DURGADI SWITCHING STN
12626822 | DLMS-LnT | 053 | TCPIP_DLMS | GSM | Feeder | 4696 | 308 | Sahajanand chowk feeder | 283049 | 22/22 KV DURGADI SWITCHING STN
14764434 | DLMS-LnT | 053 | TCPIP_DLMS | GSM | Feeder | 4696 | 303 | 22 KV AGRA ROAD | 283049 | 22/22 KV DURGADI SWITCHING STN
X0398417 | DLMS-Secure | 055 | TCPIP_DLMS | GSM | Feeder | 4696 | 306 | 22 KV WADEGHAR | 283049 | 22/22 KV DURGADI SWITCHING STN
14764446 | DLMS-LnT | 053 | TCPIP_DLMS | GSM | Feeder | 4696 | 301 | MADHAV SANKALP | 283521 | RAUNAK CITY
12626558 | DLMS-LnT | 053 | TCPIP_DLMS | GSM | Feeder | 4696 | 304 | RUTU | 283521 | RAUNAK CITY
X0401042 | DLMS-Secure | 055 | TCPIP_DLMS | GSM | Feeder | 4696 | 301 | 22 KV Nilkanth Dhara | 283523 | SPORTS COMPLEX 22KV SWICHING
08023195 | DLMS-Genus | 065 | TCPIP_DLMS | GSM | Feeder | 4696 | 303 | 22 KV Bio Medical | 283524 | 22KV UMBARDE SW/STN
12627114 | DLMS-LnT | 053 | TCPIP_DLMS | GSM | Feeder | 4405 | 304 | SHIRGAON | 283394 | 22KV KATRAP SW/S
14676525 | DLMS-LnT | 053 | TCPIP_DLMS | GSM | Feeder | 4405 | 303 | KULGAON FEEDER | 028364 | 22 KV KHARVAI SW/STN
X0400872 | DLMS-Secure | 055 | TCPIP_DLMS | GSM | Feeder | 4405 | 304 | WANGANI FEEDER | 028364 | 22 KV KHARVAI SW/STN
14764412 | DLMS-LnT | 053 | TCPIP_DLMS | GSM | Feeder | 4405 | 302 | KATRAP | 283394 | 22KV KATRAP SW/S
X0401072 | DLMS-Secure | 055 | TCPIP_DLMS | GSM | Feeder | 4405 | 307 | 22 KV KHARWAI FEEDER | 028364 | 22 KV KHARVAI SW/STN
14764419 | DLMS-LnT | 053 | TCPIP_DLMS | GSM | Feeder | 4405 | 303 | CHIKHLOLI | 283394 | 22KV KATRAP SW/S
X1589172 | DLMS-Secure | 055 | TCPIP_DLMS | GSM | Feeder | 4405 | 302 | PODDAR COMPLEX | 283533 | 22/22 KV PODDAR SWITCHING
X1589173 | DLMS-Secure | 055 | TCPIP_DLMS | GSM | Feeder | 4405 | 301 | NEW WANGNI | 283533 | 22/22 KV PODDAR SWITCHING
X1589174 | DLMS-Secure | 055 | TCPIP_DLMS | GSM | Feeder | 4405 | 303 | SHREE CONSTRUCTION | 283533 | 22/22 KV PODDAR SWITCHING
X0401074 | DLMS-Secure | 055 | TCPIP_DLMS | GSM | Feeder | 4405 | 302 | MIDC FEEDER | 028364 | 22 KV KHARVAI SW/STN
X1960243 | DLMS-Secure | 055 | TCPIP_DLMS | GSM | Feeder | 4405 | 305 | 18MLD MJP DRINKING WATER SUPPL | 028364 | 22 KV KHARVAI SW/STN
X0401201 | DLMS-Secure | 055 | TCPIP_DLMS | GSM | Feeder | 4405 | 306 | Mankivali MIDC | 028364 | 22 KV KHARVAI SW/STN
12627631 | DLMS-LnT | 053 | TCPIP_DLMS | GSM | Feeder | 4755 | 303 | BAZARPETH | 283065 | 22KV SONIVALI SW/STN
19645897 | DLMS-LnT | 053 | TCPIP_DLMS | GSM | Feeder | 4755 | 401 | EMPIRE 01 | 283145 | EMPIRE INDUSTIES
19645898 | DLMS-LnT | 053 | TCPIP_DLMS | GSM | Feeder | 4755 | 402 | EMPIRE 02 | 283145 | EMPIRE INDUSTIES
14764443 | DLMS-LnT | 053 | TCPIP_DLMS | GSM | Feeder | 4755 | 302 | BADLAPURGAON | 283065 | 22KV SONIVALI SW/STN
19217392 | DLMS-LnT | 053 | TCPIP_DLMS | GSM | Feeder | 4755 | 403 | EMPIRE 03 | 283145 | EMPIRE INDUSTIES
14764439 | DLMS-LnT | 053 | TCPIP_DLMS | GSM | Feeder | 4755 | 301 | ERANJAD | 283065 | 22KV SONIVALI SW/STN
X0401045 | DLMS-Secure | 055 | TCPIP_DLMS | GSM | Feeder | 4755 | 306 | HENDREPADA | 283065 | 22KV SONIVALI SW/STN
12627088 | DLMS-LnT | 053 | TCPIP_DLMS | GSM | Feeder | 4755 | 304 | BARAVI | 283065 | 22KV SONIVALI SW/STN
Q0888435 | DLMS-Secure | 055 | TCPIP_DLMS | GSM | Feeder | 4073 | 305 | CR- 01 | 286019 | 110/22 Tata Kamba
X0400875 | DLMS-Secure | 055 | TCPIP_DLMS | GSM | Feeder | 4073 | 304 | PIMPLAS | 283252 | Sarwali Swtiching Staion KON
Q0888407 | DLMS-Secure | 055 | TCPIP_DLMS | GSM | Feeder | 4073 | 304 | NR- 04 | 286019 | 110/22 Tata Kamba
Q0888445 | DLMS-Secure | 055 | TCPIP_DLMS | GSM | Feeder | 4073 | 306 | CR- 02 | 286019 | 110/22 Tata Kamba
Q0888404 | DLMS-Secure | 055 | TCPIP_DLMS | GSM | Feeder | 4073 | 301 | MOHILI WATER WORKS | 286019 | 110/22 Tata Kamba
Q0888403 | DLMS-Secure | 055 | TCPIP_DLMS | GSM | Feeder | 4073 | 309 | MURBAD (MHARAL) | 286019 | 110/22 Tata Kamba
X0853663 | DLMS-Secure | 055 | TCPIP_DLMS | GSM | Feeder | 4073 | 306 | JAI JALARAM | 283252 | Sarwali Swtiching Staion KON
X0401262 | DLMS-Secure | 055 | TCPIP_DLMS | GSM | Feeder | 4073 | 301 | FALEGAON | 283251 | GOVELI SWTICHING STATION
X0400854 | DLMS-Secure | 055 | TCPIP_DLMS | GSM | Feeder | 4073 | 302 | NEW KON | 283252 | Sarwali Swtiching Staion KON
19645886 | DLMS-LnT | 053 | TCPIP_DLMS | GSM | Feeder | 4073 | 305 | KDMC | 283251 | GOVELI SWTICHING STATION
14676517 | DLMS-LnT | 053 | TCPIP_DLMS | GSM | Feeder | 4073 | 303 | ASMITA II | 283252 | Sarwali Swtiching Staion KON
19645884 | DLMS-LnT | 053 | TCPIP_DLMS | GSM | Feeder | 4073 | 303 | MANDA FEEDER | 283251 | GOVELI SWTICHING STATION
00382657 | DLMS-HPL | 076 | TCPIP_DLMS | GSM | Feeder | 4073 | 304 | KHADWALI FEEDER | 283251 | GOVELI SWTICHING STATION
X0400870 | DLMS-Secure | 055 | TCPIP_DLMS | GSM | Feeder | 4073 | 305 | KON AGRICULTURE | 283252 | Sarwali Swtiching Staion KON
X0401073 | DLMS-Secure | 055 | TCPIP_DLMS | GSM | Feeder | 4073 | 301 | PIMPALGHAR | 283252 | Sarwali Swtiching Staion KON
00381034 | DLMS-HPL | 076 | TCPIP_DLMS | GSM | Feeder | 4073 | 302 | GOVELI FEEDER | 283251 | GOVELI SWTICHING STATION
XC436004 | DLMS-Secure | 055 | TCPIP_DLMS | GSM | Feeder | 4456 | 306 | 22 KV KOLTHAN | 283532 | 22/22KV SARALGAON
17270777 | DLMS-LnT | 053 | TCPIP_DLMS | GSM | Feeder | 4456 | 306 | 22KV HINDUSTAN GAS FEEDER | 286008 | 100/22 KV MURBAD SUB STATION
17270723 | DLMS-LnT | 053 | TCPIP_DLMS | GSM | Feeder | 4456 | 302 | 22KV MIDC-1 FEEDER | 286008 | 100/22 KV MURBAD SUB STATION
17270740 | DLMS-LnT | 053 | TCPIP_DLMS | GSM | Feeder | 4456 | 301 | 22KV SARALGAON FEEDER | 286008 | 100/22 KV MURBAD SUB STATION
17223790 | DLMS-LnT | 053 | TCPIP_DLMS | GSM | Feeder | 4456 | 303 | 22 KV MIDC II FEEDER | 286008 | 100/22 KV MURBAD SUB STATION
XC435999 | DLMS-Secure | 055 | TCPIP_DLMS | GSM | Feeder | 4456 | 304 | 22 KV INDE | 283532 | 22/22KV SARALGAON
XC436000 | DLMS-Secure | 055 | TCPIP_DLMS | GSM | Feeder | 4456 | 308 | 22 KV SARALGAON | 283532 | 22/22KV SARALGAON
X0400975 | DLMS-Secure | 055 | TCPIP_DLMS | GSM | Feeder | 4456 | 301 | 22KV AGASHI FEEDER | 283256 | 22/22 KV MHASA SWITCHING STATION
X0401015 | DLMS-Secure | 055 | TCPIP_DLMS | GSM | Feeder | 4456 | 302 | 22KV NARIVALI FEEDER | 283256 | 22/22 KV MHASA SWITCHING STATION
X0400877 | DLMS-Secure | 055 | TCPIP_DLMS | GSM | Feeder | 4456 | 303 | 22KV PATGAON FEEDER | 283256 | 22/22 KV MHASA SWITCHING STATION
X0400879 | DLMS-Secure | 055 | TCPIP_DLMS | GSM | Feeder | 4456 | 304 | 22KV SASNE FEEDER | 283256 | 22/22 KV MHASA SWITCHING STATION
XC436007 | DLMS-Secure | 055 | TCPIP_DLMS | GSM | Feeder | 4456 | 302 | MURBAD TOWN FEEDER | 283258 | 22/22 KV MURBAD SWITCHING STATION
XC436005 | DLMS-Secure | 055 | TCPIP_DLMS | GSM | Feeder | 4456 | 303 | SARALGAON FEEDER | 283258 | 22/22 KV MURBAD SWITCHING STATION
14676516 | DLMS-LnT | 053 | TCPIP_DLMS | GSM | Feeder | 4456 | 304 | 22 KV NEW SHIROSHI FEEDER | 283505 | 22/22 KV NYEHADI SWITCHING STATION
17270758 | DLMS-LnT | 053 | TCPIP_DLMS | GSM | Feeder | 4456 | 302 | 22KV DHASAI FEEDER | 283257 | 22/22 KV UMROLI SWITCHING STATION
17270761 | DLMS-LnT | 053 | TCPIP_DLMS | GSM | Feeder | 4456 | 301 | 22 KV NEHYADI FEEDER | 283505 | 22/22 KV NYEHADI SWITCHING STATION
14676513 | DLMS-LnT | 053 | TCPIP_DLMS | GSM | Feeder | 4456 | 302 | 22 KV MOROSHI FEEDER | 283505 | 22/22 KV NYEHADI SWITCHING STATION
19859248 | DLMS-LnT | 053 | TCPIP_DLMS | GSM | Feeder | 4456 | 313 | KUDWALI IC II | 286008 | 100/22 KV MURBAD SUB STATION
X0853664 | DLMS-Secure | 055 | TCPIP_DLMS | GSM | Feeder | 4456 | 304 | 22KV BHAGWANDAS FEEDER | 283255 | 22/22 KV KUDWALI SWITCHING STATION
X2044756 | DLMS-Secure | 055 | TCPIP_DLMS | GSM | Feeder | 4456 | 305 | ZENZI PHARMACEUTICALS | 283255 | 22/22 KV KUDWALI SWITCHING STATION
X0853660 | DLMS-Secure | 055 | TCPIP_DLMS | GSM | Feeder | 4456 | 303 | 22KV SHIRGAON FEEDER | 283255 | 22/22 KV KUDWALI SWITCHING STATION
X0853657 | DLMS-Secure | 055 | TCPIP_DLMS | GSM | Feeder | 4456 | 301 | 22KV PAWALE FEEDER | 283255 | 22/22 KV KUDWALI SWITCHING STATION
XC436001 | DLMS-Secure | 055 | TCPIP_DLMS | GSM | Feeder | 4456 | 304 | MHASA ROAD FEEDER | 283258 | 22/22 KV MURBAD SWITCHING STATION
X2212313 | DLMS-Secure | 055 | TCPIP_DLMS | GSM | Feeder | 4456 | 309 | SAYALE (RDSS FS) | 283532 | 22/22KV SARALGAON
X0853658 | DLMS-Secure | 055 | TCPIP_DLMS | GSM | Feeder | 4456 | 302 | 22KV TIGER STEEL FEEDER | 283255 | 22/22 KV KUDWALI SWITCHING STATION
X0399775 | DLMS-Secure | 055 | TCPIP_DLMS | GSM | Feeder | 4456 | 303 | 22KV TOKAWADE FEEDER | 283257 | 22/22 KV UMROLI SWITCHING STATION
17223868 | DLMS-LnT | 053 | TCPIP_DLMS | GSM | Feeder | 4456 | 308 | 22KV LOYAD STEEL FEEDER | 286008 | 100/22 KV MURBAD SUB STATION
17270865 | DLMS-LnT | 053 | TCPIP_DLMS | GSM | Feeder | 4456 | 312 | 100KV PRAXIER FEEDER | 286008 | 100/22 KV MURBAD SUB STATION
17270727 | DLMS-LnT | 053 | TCPIP_DLMS | GSM | Feeder | 4456 | 309 | 22KV BALBIR ALLOYS FEEDER | 286008 | 100/22 KV MURBAD SUB STATION
17270866 | DLMS-LnT | 053 | TCPIP_DLMS | GSM | Feeder | 4456 | 311 | 22KV KISHOR FEEDER | 286008 | 100/22 KV MURBAD SUB STATION
17270745 | DLMS-LnT | 053 | TCPIP_DLMS | GSM | Feeder | 4448 | 306 | Liburty | 286016 | 100KV KAMBHARE
17270744 | DLMS-LnT | 053 | TCPIP_DLMS | GSM | Feeder | 4448 | 304 | Dhasai Shenva Feeder | 028353 | 22/22 KV SHAHAPUR S/S
X0399777 | DLMS-Secure | 055 | TCPIP_DLMS | GSM | Feeder | 4448 | 302 | ATGAON | 028353 | 22/22 KV SHAHAPUR S/S
X0399834 | DLMS-Secure | 055 | TCPIP_DLMS | GSM | Feeder | 4448 | 305 | ASANGAON | 028353 | 22/22 KV SHAHAPUR S/S
17270862 | DLMS-LnT | 053 | TCPIP_DLMS | GSM | Feeder | 4448 | 305 | Shahapur Town | 286016 | 100KV KAMBHARE
17270754 | DLMS-LnT | 053 | TCPIP_DLMS | GSM | Feeder | 4448 | 301 | BPCL I | 288050 | WASHALA SUB STN
17270729 | DLMS-LnT | 053 | TCPIP_DLMS | GSM | Feeder | 4448 | 304 | WASALA FEEDER | 288050 | WASHALA SUB STN
17270856 | DLMS-LnT | 053 | TCPIP_DLMS | GSM | Feeder | 4448 | 303 | KASARA 2 | 288050 | WASHALA SUB STN
17270869 | DLMS-LnT | 053 | TCPIP_DLMS | GSM | Feeder | 4448 | 302 | BPCL II | 288050 | WASHALA SUB STN
X0398423 | DLMS-Secure | 055 | TCPIP_DLMS | GSM | Feeder | 4448 | 306 | Modaksagar | 028354 | 22/22 KV KHARDI S/S
X0398424 | DLMS-Secure | 055 | TCPIP_DLMS | GSM | Feeder | 4448 | 303 | DOLKHAMB | 028355 | 22/22 KV SHENWA S/S
X0399769 | DLMS-Secure | 055 | TCPIP_DLMS | GSM | Feeder | 4448 | 308 | PADGHA-AMBADI | 288009 | 100/22 KV PADGHA
17270860 | DLMS-LnT | 053 | TCPIP_DLMS | GSM | Feeder | 4448 | 301 | ESSEL FEEDER | 028356 | 22/22 KV ASANGAON SWITCHING
17270858 | DLMS-LnT | 053 | TCPIP_DLMS | GSM | Feeder | 4448 | 304 | WASHIND | 028356 | 22/22 KV ASANGAON SWITCHING
X0401241 | DLMS-Secure | 055 | TCPIP_DLMS | GSM | Feeder | 4448 | 304 | ANSAL FEEDER | 028355 | 22/22 KV SHENWA S/S
17270734 | DLMS-LnT | 053 | TCPIP_DLMS | GSM | Feeder | 4448 | 302 | ASANGAON INDUSTRIAL | 028356 | 22/22 KV ASANGAON SWITCHING
17270854 | DLMS-LnT | 053 | TCPIP_DLMS | GSM | Feeder | 4448 | 304 | KASARA FEEDER | 028354 | 22/22 KV KHARDI S/S
14676523 | DLMS-LnT | 053 | TCPIP_DLMS | GSM | Feeder | 4448 | 302 | KINHAVALI | 028355 | 22/22 KV SHENWA S/S
17270725 | DLMS-LnT | 053 | TCPIP_DLMS | GSM | Feeder | 4448 | 301 | CHONDA | 028355 | 22/22 KV SHENWA S/S
X0401049 | DLMS-Secure | 055 | TCPIP_DLMS | GSM | Feeder | 4448 | 302 | Back Feed Feeder | 028354 | 22/22 KV KHARDI S/S
17270742 | DLMS-LnT | 053 | NON_AMR_MODEM | GSM | Feeder | 4448 | 307 | Krishna Valley Power Pvt.Ltd | 286016 | 100KV KAMBHARE
X0853649 | DLMS-Secure | 055 | TCPIP_DLMS | GSM | Feeder | 4448 | 303 | VAITARANA | 028354 | 22/22 KV KHARDI S/S
XE483017 | DLMS-Secure | 055 | TCPIP_DLMS | GSM | Feeder | 4448 | 303 | BHATSA FEEDER | 283538 | 22/22 ATGAON SWITCHING STATION
X0401264 | DLMS-Secure | 055 | TCPIP_DLMS | GSM | Feeder | 4448 | 303 | KARRM INFRA FEEDER | 283053 | 22/22KV KARRM SWITCHING STATION
XE483198 | DLMS-Secure | 055 | TCPIP_DLMS | GSM | Feeder | 4448 | 302 | AGAHI FEEDER | 283538 | 22/22 ATGAON SWITCHING STATION
X0401263 | DLMS-Secure | 055 | TCPIP_DLMS | GSM | Feeder | 4448 | 302 | SHENVA SWITCHING STATION FEEDER | 283053 | 22/22KV KARRM SWITCHING STATION
X1960242 | DLMS-Secure | 055 | TCPIP_DLMS | GSM | Feeder | 4448 | 305 | TRIVENI | 028354 | 22/22 KV KHARDI S/S
14676515 | DLMS-LnT | 053 | TCPIP_DLMS | GSM | Feeder | 4448 | 303 | MANAS MANDIR | 028356 | 22/22 KV ASANGAON SWITCHING
14007137 | DLMS-LnT | 053 | TCPIP_DLMS | GSM | Feeder | 4170 | 305 | POST OFFICE | 283170 | C Block Switching Station
14007127 | LnT | 053 | TCPIP_LnT_9600 | GSM | Feeder | 4170 | 301 | DED COLLEGE | 283170 | C Block Switching Station
14007116 | LnT | 053 | TCPIP_LnT_9600 | GSM | Feeder | 4170 | 303 | 22KV GOAL MAIDAN FEEDER | 283170 | C Block Switching Station
X0401146 | DLMS-Secure | 055 | TCPIP_DLMS | GSM | Feeder | 4171 | 322 | 22 KV PUNJABI COLONY | 283171 | 22 Kv Saibaba Switching Station
17270756 | DLMS-LnT | 053 | TCPIP_DLMS | GSM | Feeder | 4171 | 303 | 22 KV WATER SUPPY | 283171 | 22 Kv Saibaba Switching Station
X0853651 | DLMS-Secure | 055 | TCPIP_DLMS | GSM | Feeder | 4171 | 302 | 22 KV O. T. FEEDER | 283171 | 22 Kv Saibaba Switching Station
X0401145 | DLMS-Secure | 055 | TCPIP_DLMS | GSM | Feeder | 4171 | 321 | 22 KV MARKET FEEDER | 283171 | 22 Kv Saibaba Switching Station
X0853652 | DLMS-Secure | 055 | TCPIP_DLMS | GSM | Feeder | 4171 | 309 | 22 KV INDUSTRIAL | 283171 | 22 Kv Saibaba Switching Station
17270746 | DLMS-LnT | 053 | TCPIP_DLMS | GSM | Feeder | 4172 | 304 | FEEDER NO. 4 | 283172 | 17 SECTION SW/STN
17270753 | DLMS-LnT | 053 | TCPIP_DLMS | GSM | Feeder | 4172 | 306 | Kripal Industrial Feeder | 283172 | 17 SECTION SW/STN
17270747 | DLMS-LnT | 053 | TCPIP_DLMS | GSM | Feeder | 4172 | 305 | TELEPHONE EXCHANGE | 283172 | 17 SECTION SW/STN
14764421 | DLMS-LnT | 053 | TCPIP_DLMS | GSM | Feeder | 4172 | 302 | 22KV WALDHUNI FEEDER NO.II | 283172 | 17 SECTION SW/STN
14764430 | DLMS-LnT | 053 | TCPIP_DLMS | GSM | Feeder | 4172 | 301 | Feeder No.1 | 283172 | 17 SECTION SW/STN
19859244 | DLMS-LnT | 053 | TCPIP_DLMS | GSM | Feeder | 4172 | 303 | OUT GO FEEDER NO 3 | 283172 | 17 SECTION SW/STN
19859256 | DLMS-LnT | 053 | TCPIP_DLMS | GSM | Feeder | 4754 | 306 | AN-6 | 288062 | ANANDNAGAR
19859252 | DLMS-LnT | 053 | TCPIP_DLMS | GSM | Feeder | 4754 | 322 | 22 KV INDORE COMPOSITE | 288062 | ANANDNAGAR
XD448453 | DLMS-Secure | 055 | TCPIP_DLMS | GSM | Feeder | 4754 | 307 | BALAJI | 283333 | 22 KV ANANDNAGAR SWT. ST.
17270868 | DLMS-LnT | 053 | TCPIP_DLMS | GSM | Feeder | 4754 | 317 | FERRING | 288062 | ANANDNAGAR
17270857 | DLMS-LnT | 053 | TCPIP_DLMS | GSM | Feeder | 4754 | 309 | ASB INTERNATIONAL | 288062 | ANANDNAGAR
17270757 | DLMS-LnT | 053 | TCPIP_DLMS | GSM | Feeder | 4754 | 304 | AN-4 | 288062 | ANANDNAGAR
17270760 | DLMS-LnT | 053 | TCPIP_DLMS | GSM | Feeder | 4754 | 308 | U.P.TWIGA | 288062 | ANANDNAGAR
17270724 | DLMS-LnT | 053 | TCPIP_DLMS | GSM | Feeder | 4754 | 320 | CEAT | 288062 | ANANDNAGAR
17270759 | DLMS-LnT | 053 | TCPIP_DLMS | GSM | Feeder | 4754 | 313 | M/S VISTA PACKAGING | 288062 | ANANDNAGAR
17270732 | DLMS-LnT | 053 | TCPIP_DLMS | GSM | Feeder | 4754 | 315 | GODREJ INDUSTRIES | 288062 | ANANDNAGAR
17270864 | DLMS-LnT | 053 | TCPIP_DLMS | GSM | Feeder | 4754 | 314 | PERRIGO API | 288062 | ANANDNAGAR
XD448452 | DLMS-Secure | 055 | TCPIP_DLMS | GSM | Feeder | 4754 | 306 | SUPARNA | 283333 | 22 KV ANANDNAGAR SWT. ST.
Y0343983 | DLMS-Secure | 055 | TCPIP_DLMS | GSM | Feeder | 4754 | 321 | ASB INTERNATIONAL - 2 | 288062 | ANANDNAGAR
17270755 | DLMS-LnT | 053 | TCPIP_DLMS | GSM | Feeder | 4754 | 316 | M/S BHARAT SERUM | 288062 | ANANDNAGAR
XD448448 | DLMS-Secure | 055 | TCPIP_DLMS | GSM | Feeder | 4754 | 302 | PALE | 283333 | 22 KV ANANDNAGAR SWT. ST.
XD448454 | DLMS-Secure | 055 | TCPIP_DLMS | GSM | Feeder | 4754 | 308 | SACHIN HOTEL | 283333 | 22 KV ANANDNAGAR SWT. ST.
XD448449 | DLMS-Secure | 055 | TCPIP_DLMS | GSM | Feeder | 4754 | 303 | DURGA WB | 283333 | 22 KV ANANDNAGAR SWT. ST.
19859251 | DLMS-LnT | 053 | TCPIP_DLMS | GSM | Feeder | 4754 | 303 | NMRL & BARC | 288062 | ANANDNAGAR
19859255 | DLMS-LnT | 053 | TCPIP_DLMS | GSM | Feeder | 4754 | 311 | WATSON PHARMA | 288062 | ANANDNAGAR
19859218 | DLMS-LnT | 053 | TCPIP_DLMS | GSM | Feeder | 4754 | 312 | INVENTIA HEALTHCARE | 288062 | ANANDNAGAR
19859247 | DLMS-LnT | 053 | TCPIP_DLMS | GSM | Feeder | 4754 | 310 | MIDC I | 288062 | ANANDNAGAR
19859254 | DLMS-LnT | 053 | TCPIP_DLMS | GSM | Feeder | 4175 | 311 | I.T.I. EXPRESS | 283005 | 22 KV A AMBERNATH SWITCHING STATION
17270872 | DLMS-LnT | 053 | TCPIP_DLMS | GSM | Feeder | 4175 | 310 | MR 10 | 286011 | 100/22 KV MORIVALI SUB STN.
17270774 | DLMS-LnT | 053 | TCPIP_DLMS | GSM | Feeder | 4175 | 301 | BADLAPUR(W) | 286011 | 100/22 KV MORIVALI SUB STN.
17270731 | DLMS-LnT | 053 | TCPIP_DLMS | GSM | Feeder | 4175 | 306 | AMBERNATH EAST | 286011 | 100/22 KV MORIVALI SUB STN.
17270733 | DLMS-LnT | 053 | TCPIP_DLMS | GSM | Feeder | 4175 | 315 | KATRAP INCOMER | 286011 | 100/22 KV MORIVALI SUB STN.
19645872 | DLMS-LnT | 053 | TCPIP_DLMS | GSM | Feeder | 4175 | 312 | MJP EXPRESS BHENDIPADA | 286011 | 100/22 KV MORIVALI SUB STN.
19645874 | DLMS-LnT | 053 | TCPIP_DLMS | GSM | Feeder | 4175 | 319 | SULZER | 286011 | 100/22 KV MORIVALI SUB STN.
19645888 | DLMS-LnT | 053 | TCPIP_DLMS | GSM | Feeder | 4175 | 305 | M/S. SPENTA EXPRESS | 286011 | 100/22 KV MORIVALI SUB STN.
X0399723 | DLMS-Secure | 055 | TCPIP_DLMS | GSM | Feeder | 4175 | 316 | ITC EXPRESS | 286011 | 100/22 KV MORIVALI SUB STN.
17270743 | DLMS-LnT | 053 | TCPIP_DLMS | GSM | Feeder | 4175 | 302 | BADLAPUR ( VAHINI-2) | 286011 | 100/22 KV MORIVALI SUB STN.
17223861 | DLMS-LnT | 053 | TCPIP_DLMS | GSM | Feeder | 4175 | 304 | CHINCH PADA | 283005 | 22 KV A AMBERNATH SWITCHING STATION
17223760 | DLMS-LnT | 053 | TCPIP_DLMS | GSM | Feeder | 4175 | 307 | SIEMENS_ENTITY | 283005 | 22 KV A AMBERNATH SWITCHING STATION
17094255 | DLMS-LnT | 053 | TCPIP_DLMS | GSM | Feeder | 4175 | 306 | AMBERNATH EAST | 283005 | 22 KV A AMBERNATH SWITCHING STATION
17223860 | DLMS-LnT | 053 | TCPIP_DLMS | GSM | Feeder | 4175 | 303 | KANSAI | 283005 | 22 KV A AMBERNATH SWITCHING STATION
17270871 | DLMS-LnT | 053 | TCPIP_DLMS | GSM | Feeder | 4175 | 602 | JAMBHUL WW MIDC LINE II | 288061 | 220/100 KV JAMBHUL SUB STN
17223763 | DLMS-LnT | 053 | TCPIP_DLMS | GSM | Feeder | 4175 | 305 | CHEMICAL ZONE | 283005 | 22 KV A AMBERNATH SWITCHING STATION
X1960244 | DLMS-Secure | 055 | TCPIP_DLMS | GSM | Feeder | 4175 | 313 | M.J.P EXPRESS | 283005 | 22 KV A AMBERNATH SWITCHING STATION
17270730 | DLMS-LnT | 053 | TCPIP_DLMS | GSM | Feeder | 4175 | 304 | MORIVALI MIDC | 286011 | 100/22 KV MORIVALI SUB STN.
19859253 | DLMS-LnT | 053 | TCPIP_DLMS | GSM | Feeder | 4175 | 307 | M/S. ICM EXPRESS | 286011 | 100/22 KV MORIVALI SUB STN.
X1284392 | DLMS-Secure | 055 | TCPIP_DLMS | GSM | Feeder | 4175 | 303 | 22 KV MURLIDHAR NAGAR | 283530 | 22/22 KV MOHAN SUBARBIA SWITCHING STATION
X1284431 | DLMS-Secure | 055 | TCPIP_DLMS | GSM | Feeder | 4175 | 301 | 22 KV MOHAN NANO | 283530 | 22/22 KV MOHAN SUBARBIA SWITCHING STATION
X1284430 | DLMS-Secure | 055 | TCPIP_DLMS | GSM | Feeder | 4175 | 304 | 22 KV MIRCHIWADI FEEDER | 283530 | 22/22 KV MOHAN SUBARBIA SWITCHING STATION
14764441 | DLMS-LnT | 053 | TCPIP_DLMS | GSM | Feeder | 4175 | 310 | VANDANA THEATER | 283005 | 22 KV A AMBERNATH SWITCHING STATION
19859242 | DLMS-LnT | 053 | TCPIP_DLMS | GSM | Feeder | 4175 | 601 | JAMBHUL WW MIDC LINE I | 288061 | 220/100 KV JAMBHUL SUB STN
X1284482 | DLMS-Secure | 055 | TCPIP_DLMS | GSM | Feeder | 4175 | 302 | SUBARBIA | 283530 | 22/22 KV MOHAN SUBARBIA SWITCHING STATION
X0853654 | DLMS-Secure | 055 | TCPIP_DLMS | GSM | Feeder | 4174 | 304 | NETAJI | 283051 | 22KV SW.STN.GAIKWADPADA
X0401018 | DLMS-Secure | 055 | TCPIP_DLMS | GSM | Feeder | 4174 | 307 | DOODHNAKA | 283051 | 22KV SW.STN.GAIKWADPADA
X0853646 | DLMS-Secure | 055 | TCPIP_DLMS | GSM | Feeder | 4174 | 305 | SHOBHRAJ GARDEN | 283051 | 22KV SW.STN.GAIKWADPADA
X0853666 | DLMS-Secure | 055 | TCPIP_DLMS | GSM | Feeder | 4174 | 308 | O.T. | 283051 | 22KV SW.STN.GAIKWADPADA
X0401149 | DLMS-Secure | 055 | TCPIP_Secure | GSM | Feeder | 4174 | 309 | GEMNANI COMPOUND | 283051 | 22KV SW.STN.GAIKWADPADA
14764433 | DLMS-LnT | 053 | TCPIP_DLMS | GSM | Feeder | 4173 | 309 | SHRIRAM | 283052 | ASHELEPADA SW/STN
17270736 | DLMS-LnT | 053 | TCPIP_DLMS | GSM | Feeder | 4173 | 304 | KURLA CAMP | 283052 | ASHELEPADA SW/STN
17270776 | DLMS-LnT | 053 | TCPIP_DLMS | GSM | Feeder | 4173 | 303 | NETAJI WATER SUPPLY | 283052 | ASHELEPADA SW/STN
X0398623 | DLMS-Secure | 055 | TCPIP_DLMS | GSM | Feeder | 4159 | 201 | TATA FEEDER NO. 1 | 284617 | 33/11 KV TATA HOUSING SUB STATION
03002449 | Genus | 065 | TCPIP_Genus | GSM | Feeder | 4159 | 403 | 33 KV FEEDER NO. 3 | 288014 | 220 KV VIRAJ
19859214 | DLMS-LnT | 053 | TCPIP_DLMS | GSM | Feeder | 4159 | 401 | 33 KV KISSAN MOULDING | 284040 | 33/11 KV WARANGADE SUBSTN
X1457884 | DLMS-Secure | 055 | TCPIP_DLMS | GSM | Feeder | 4159 | 201 | 11KV VIDYANAGAR FEEDER | 354033 | YASHWANT SHRUSHTI BOISAR SSMR
08024054 | DLMS-Genus | 065 | TCPIP_DLMS | GSM | Feeder | 4159 | 204 | 11 KV SAKHARE FEEDER | 284030 | 33/11 KV DEDALE SUBSTATION
X0400298 | DLMS-Secure | 055 | TCPIP_DLMS | GSM | Feeder | 4159 | 201 | 11 KV BARC FEEDER | 284029 | 33/11 KV TAPS SUBSTATION
X0400301 | DLMS-Secure | 055 | TCPIP_DLMS | GSM | Feeder | 4159 | 201 | 11 KV PARNALI | 284624 | 33/11 PATHARALI SUBSTATION
12628041 | DLMS-LnT | 053 | TCPIP_DLMS | GSM | Feeder | 4159 | 204 | 11 KV PASTHAL FEEDER | 284029 | 33/11 KV TAPS SUBSTATION
18205085 | DLMS-LnT | 053 | TCPIP_DLMS | GSM | Feeder | 4159 | 203 | 11 KV TARAPUR FEEDER NEW | 284624 | 33/11 PATHARALI SUBSTATION
12627847 | DLMS-LnT | 053 | TCPIP_DLMS | GSM | Feeder | 4159 | 205 | 11 KV TATA SMART VALUE HOMES (UMROLI SECTON) | 284623 | 33/11 KV TATA Mahendra Betagaon Sub Station
X0400196 | DLMS-Secure | 055 | TCPIP_DLMS | GSM | Feeder | 4159 | 202 | 11 KV GUNDALE FEEDER | 284626 | 33/11 KV TARAPUR TEXTILE PARK
17223788 | DLMS-LnT | 053 | TCPIP_DLMS | GSM | Feeder | 4159 | 204 | MAHINDRA (11 KV FEEDER NO 4) | 284623 | 33/11 KV TATA Mahendra Betagaon Sub Station
08024063 | DLMS-Genus | 065 | TCPIP_DLMS | GSM | Feeder | 4159 | 205 | 11 KV ROOP RAJAT PARK | 284040 | 33/11 KV WARANGADE SUBSTN
19859220 | DLMS-LnT | 053 | TCPIP_DLMS | GSM | Feeder | 4159 | 405 | 33 KV VIRAJ MANOR FEEDER | 288014 | 220 KV VIRAJ
X1251817 | DLMS-Secure | 055 | TCPIP_DLMS | GSM | Feeder | 4159 | 205 | 11 KV NEW NAGZARI | 284626 | 33/11 KV TARAPUR TEXTILE PARK
12628086 | DLMS-LnT | 053 | TCPIP_DLMS | GSM | Feeder | 4159 | 202 | 11 KV VANJARWADA FEEDER | 284040 | 33/11 KV WARANGADE SUBSTN
12627934 | DLMS-LnT | 053 | TCPIP_DLMS | GSM | Feeder | 4159 | 204 | 11 KV VIRAJ EXPRESS | 284040 | 33/11 KV WARANGADE SUBSTN
X1966539 | DLMS-Secure | 055 | TCPIP_DLMS | GSM | Feeder | 4159 | 206 | 11KV MONTECARLO | 284626 | 33/11 KV TARAPUR TEXTILE PARK
X1457864 | DLMS-Secure | 055 | TCPIP_DLMS | GSM | Feeder | 4159 | 202 | 11KV YASHWANT SRUSHTI | 354033 | YASHWANT SHRUSHTI BOISAR SSMR
X0400306 | DLMS-Secure | 055 | TCPIP_DLMS | GSM | Feeder | 4159 | 203 | 11 KV RANI SHIGAON | 284625 | 33/11 KV SATYANAGAR SUBSTATION
19645922 | DLMS-LnT | 053 | TCPIP_DLMS | GSM | Feeder | 4159 | 204 | 11 KV SATYANAGAR | 284625 | 33/11 KV SATYANAGAR SUBSTATION
08025760 | DLMS-Genus | 065 | TCPIP_DLMS | GSM | Feeder | 4159 | 203 | 11 KV K.P. NAGAR FEEDER | 284029 | 33/11 KV TAPS SUBSTATION
08025412 | DLMS-Genus | 065 | TCPIP_DLMS | GSM | Feeder | 4159 | 206 | TATA FEEDER NO. 6 | 284617 | 33/11 KV TATA HOUSING SUB STATION
08025816 | DLMS-Genus | 065 | TCPIP_DLMS | GSM | Feeder | 4159 | 208 | 11 KV TAPS COLONY FEEDER | 284029 | 33/11 KV TAPS SUBSTATION
00219986 | DLMS-HPL | 076 | TCPIP_DLMS | GSM | Feeder | 4159 | 401 | 33 KV VIRAJ | 288014 | 220 KV VIRAJ
X0400195 | DLMS-Secure | 055 | TCPIP_DLMS | GSM | Feeder | 4159 | 204 | TATA FEEDER NO. 4 | 284617 | 33/11 KV TATA HOUSING SUB STATION
14764428 | DLMS-LnT | 053 | TCPIP_DLMS | GSM | Feeder | 4159 | 202 | 11 KV CHINCHANI FEEDER | 284030 | 33/11 KV DEDALE SUBSTATION
X0400276 | DLMS-Secure | 055 | TCPIP_DLMS | GSM | Feeder | 4159 | 202 | TATA FEEDER NO. 2 | 284617 | 33/11 KV TATA HOUSING SUB STATION
08025770 | DLMS-Genus | 065 | TCPIP_DLMS | GSM | Feeder | 4159 | 206 | 11KV BIRWADI | 284623 | 33/11 KV TATA Mahendra Betagaon Sub Station
08025408 | DLMS-Genus | 065 | TCPIP_DLMS | GSM | Feeder | 4159 | 202 | 11 KV VANGAON EAST FEEDER | 284625 | 33/11 KV SATYANAGAR SUBSTATION
X0400204 | DLMS-Secure | 055 | TCPIP_DLMS | GSM | Feeder | 4159 | 206 | 11 KV DANDI FEEDER | 284624 | 33/11 PATHARALI SUBSTATION
X0400203 | DLMS-Secure | 055 | TCPIP_DLMS | GSM | Feeder | 4159 | 206 | 11 KV CHAYA NIWAS FEEDER | 284029 | 33/11 KV TAPS SUBSTATION
X0400293 | DLMS-Secure | 055 | TCPIP_DLMS | GSM | Feeder | 4159 | 205 | 11 KV SHIGAON | 284625 | 33/11 KV SATYANAGAR SUBSTATION
08023168 | DLMS-Genus | 065 | TCPIP_DLMS | GSM | Feeder | 4159 | 201 | 11 KV TTP FEEDER | 284626 | 33/11 KV TARAPUR TEXTILE PARK
12628046 | DLMS-LnT | 053 | TCPIP_DLMS | GSM | Feeder | 4159 | 203 | 11 KV VAROR FEEDER | 284030 | 33/11 KV DEDALE SUBSTATION
12628025 | DLMS-LnT | 053 | TCPIP_DLMS | GSM | Feeder | 4159 | 201 | 11 KV NAGZARI FEEDER | 284040 | 33/11 KV WARANGADE SUBSTN
12627963 | DLMS-LnT | 053 | TCPIP_DLMS | GSM | Feeder | 4159 | 202 | 11 KV BOISAR FEEDER | 284029 | 33/11 KV TAPS SUBSTATION
12626552 | DLMS-LnT | 053 | TCPIP_DLMS | GSM | Feeder | 4159 | 201 | 11 KV VANGAON FEEDER | 284030 | 33/11 KV DEDALE SUBSTATION
12628378 | DLMS-LnT | 053 | TCPIP_DLMS | GSM | Feeder | 4159 | 201 | OSTWAL | 284622 | New Contesa
12626697 | DLMS-LnT | 053 | TCPIP_DLMS | GSM | Feeder | 4159 | 207 | 11 KV GANESH NAGAR FEEDER | 284029 | 33/11 KV TAPS SUBSTATION
12627841 | DLMS-LnT | 053 | TCPIP_DLMS | GSM | Feeder | 4159 | 205 | 11 KV MAHAGAON FEEDER | 284029 | 33/11 KV TAPS SUBSTATION
X0400226 | DLMS-Secure | 055 | TCPIP_DLMS | GSM | Feeder | 4159 | 203 | 11 KV TALEKHAL FEEDER | 284040 | 33/11 KV WARANGADE SUBSTN
X2004708 | DLMS-Secure | 055 | TCPIP_DLMS | GSM | Feeder | 4160 | 404 | 33KV KAWDAS INTAKE | 284034 | 33/11 KV SURYANAGAR SUBSTN
12626481 | DLMS-LnT | 053 | TCPIP_DLMS | GSM | Feeder | 4160 | 204 | 11 KV DAHANU RD. | 284031 | 33/11 KV DAHANU RD. SUBSTN
00219620 | DLMS-HPL | 076 | TCPIP_DLMS | GSM | Feeder | 4160 | 202 | 11 KV KASA | 284034 | 33/11 KV SURYANAGAR SUBSTN
18205205 | DLMS-LnT | 053 | TCPIP_DLMS | GSM | Feeder | 4160 | 203 | 11 KV DAHANUGAON | 284031 | 33/11 KV DAHANU RD. SUBSTN
XD505637 | DLMS-Secure | 055 | TCPIP_DLMS | GSM | Feeder | 4160 | 205 | 11 KV JAWAHAR RD. | 284031 | 33/11 KV DAHANU RD. SUBSTN
08024155 | DLMS-Genus | 065 | TCPIP_DLMS | GSM | Feeder | 4160 | 203 | 11 KV TAPS FEEDER | 284034 | 33/11 KV SURYANAGAR SUBSTN
X2044751 | DLMS-Secure | 055 | TCPIP_DLMS | GSM | Feeder | 4160 | 402 | 33 KV MMRDA FEEDER | 284033 | 33/11 KV GANJAD SUBSTN
X2004694 | DLMS-Secure | 055 | TCPIP_DLMS | GSM | Feeder | 4160 | 403 | 33 KV SURYANAGAR (WTP) | 284034 | 33/11 KV SURYANAGAR SUBSTN
08024285 | DLMS-Genus | 065 | TCPIP_DLMS | GSM | Feeder | 4160 | 203 | 11 KV KOSBAD | 284032 | 33/11 KV KOSBAD SUBSTN
08023160 | DLMS-Genus | 065 | TCPIP_DLMS | GSM | Feeder | 4160 | 202 | 11 KV WAGHMARE | 284032 | 33/11 KV KOSBAD SUBSTN
08024120 | DLMS-Genus | 065 | TCPIP_DLMS | GSM | Feeder | 4160 | 201 | 11 KV KAINAD (BORDI) | 284031 | 33/11 KV DAHANU RD. SUBSTN
08025772 | DLMS-Genus | 065 | TCPIP_DLMS | GSM | Feeder | 4160 | 208 | 11 KV SARAWALI | 284031 | 33/11 KV DAHANU RD. SUBSTN
X1457865 | DLMS-Secure | 055 | TCPIP_DLMS | GSM | Feeder | 4160 | 201 | 11 KV CHAROTI | 284033 | 33/11 KV GANJAD SUBSTN
X1431434 | DLMS-Secure | 055 | TCPIP_DLMS | GSM | Feeder | 4160 | 204 | NAVNATH FEEDER | 284033 | 33/11 KV GANJAD SUBSTN
00307724 | DLMS-HPL | 076 | TCPIP_DLMS | GSM | Feeder | 4160 | 206 | 11 KV ASHAGAD | 284031 | 33/11 KV DAHANU RD. SUBSTN
00308644 | DLMS-HPL | 076 | TCPIP_DLMS | GSM | Feeder | 4160 | 404 | 33 KV Capsule feeder | 287053 | 132/33 KV DAHANU
XB449667 | DLMS-Secure | 055 | TCPIP_DLMS | GSM | Feeder | 4160 | 204 | Reliance feeder | 284034 | 33/11 KV SURYANAGAR SUBSTN
19645927 | DLMS-LnT | 053 | TCPIP_DLMS | GSM | Feeder | 4160 | 201 | 11 KV TALWADA | 284034 | 33/11 KV SURYANAGAR SUBSTN
X0400367 | DLMS-Secure | 055 | TCPIP_DLMS | GSM | Feeder | 4160 | 206 | 11 KV SAINT MARY FEEDER | 284601 | 33/11 KV VADKUN S/S.
X0400366 | DLMS-Secure | 055 | TCPIP_DLMS | GSM | Feeder | 4160 | 208 | 11 KV WAKI FEEDER | 284601 | 33/11 KV VADKUN S/S.
X0400272 | DLMS-Secure | 055 | TCPIP_DLMS | GSM | Feeder | 4160 | 202 | 11 KV AGWAN FEEDER | 284612 | 33/11 KV ASHAGAD SUBSTATION
X0398578 | DLMS-Secure | 055 | TCPIP_DLMS | GSM | Feeder | 4160 | 203 | 11 KV MAHALAXMI FEEDER | 284033 | 33/11 KV GANJAD SUBSTN
X0398556 | DLMS-Secure | 055 | TCPIP_DLMS | GSM | Feeder | 4160 | 203 | 11 KV INDUSTRIAL FEEDER | 284612 | 33/11 KV ASHAGAD SUBSTATION
XD505658 | DLMS-Secure | 055 | TCPIP_DLMS | GSM | Feeder | 4160 | 204 | 11 KV MASOLI FEEDER | 284601 | 33/11 KV VADKUN S/S.
08025468 | DLMS-Genus | 065 | TCPIP_DLMS | GSM | Feeder | 4160 | 405 | 33KV ASHAGADH | 287053 | 132/33 KV DAHANU
X0398581 | DLMS-Secure | 055 | TCPIP_DLMS | GSM | Feeder | 4160 | 202 | 11 KV Jambugaon | 284615 | 33/11KV BORDI S/S
X0398577 | DLMS-Secure | 055 | TCPIP_DLMS | GSM | Feeder | 4160 | 203 | 11 KV Parnaka Feeder | 284601 | 33/11 KV VADKUN S/S.
X0400329 | DLMS-Secure | 055 | TCPIP_DLMS | GSM | Feeder | 4160 | 201 | 11 KV GHOLWAD | 284032 | 33/11 KV KOSBAD SUBSTN
X0398583 | DLMS-Secure | 055 | TCPIP_DLMS | GSM | Feeder | 4160 | 202 | 11 KV Chikhla feeder | 284601 | 33/11 KV VADKUN S/S.
Y0355592 | DLMS-Secure | 055 | TCPIP_DLMS | GSM | Feeder | 4160 | 201 | 11 KV JAMSHET FEEDER | 284612 | 33/11 KV ASHAGAD SUBSTATION
X0400292 | DLMS-Secure | 055 | TCPIP_DLMS | GSM | Feeder | 4160 | 202 | 11 KV SANTOSHI | 284033 | 33/11 KV GANJAD SUBSTN
XD502204 | DLMS-Secure | 055 | TCPIP_DLMS | GSM | Feeder | 4160 | 203 | 11 KV BORDI | 284615 | 33/11KV BORDI S/S
XD532570 | DLMS-Secure | 055 | TCPIP_DLMS | GSM | Feeder | 4160 | 201 | 11 KV BORIGAON | 284615 | 33/11KV BORDI S/S
X0400340 | DLMS-Secure | 055 | TCPIP_DLMS | GSM | Feeder | 4160 | 205 | 11 KV COLLEGE RD. FEEDER | 284601 | 33/11 KV VADKUN S/S.
MSB11070 | DLMS-Secure | 055 | TCPIP_DLMS | GSM | Feeder | 4160 | 401 | 33 KV DHAMNI FEEDER (OUTGOING) | 284034 | 33/11 KV SURYANAGAR SUBSTN
X0400370 | DLMS-Secure | 055 | TCPIP_DLMS | GSM | Feeder | 4161 | 301 | 22 KV WALWANDA(VIKRAMGAD) FEEDER | 284037 | 33/22 KV JAWHAR SUB/STN
X0398624 | DLMS-Secure | 055 | TCPIP_Genus | GSM | Feeder | 4161 | 304 | 22 KV JAMSAR FEEDER | 284037 | 33/22 KV JAWHAR SUB/STN
12627829 | DLMS-LnT | 053 | TCPIP_DLMS | GSM | Feeder | 4161 | 302 | 22 KV NYHALE FEEDER | 284037 | 33/22 KV JAWHAR SUB/STN
X0400352 | DLMS-Secure | 055 | TCPIP_DLMS | GSM | Feeder | 4161 | 303 | 22 KV JAWHAR FEEDER | 284037 | 33/22 KV JAWHAR SUB/STN
15456694 | ElsterABT1800 | 057 | TCPIP_ElsterABT1800 | GSM | Feeder | 4163 | 703 | 132 KV TATA STEEL LTD (220KV) | 288013 | 220/132/33 KV BOISAR-II SUBSTN
08023166 | DLMS-Genus | 065 | TCPIP_DLMS | GSM | Feeder | 4163 | 208 | GAIL INDIA | 284027 | 33/11KV SUBSTN - II
X1960390 | DLMS-Secure | 055 | TCPIP_DLMS | GSM | Feeder | 4163 | 219 | AARTI EXPRESS FEEDER | 284613 | 11 KV SWITCHING S/STN NO.4
08025758 | DLMS-Genus | 065 | TCPIP_DLMS | GSM | Feeder | 4163 | 201 | 11 KV FEEDER NO;1 AFTAB | 284616 | 33/11 KV S/S NO:05,P-100/1 SUTTER BENGLOW
08025471 | DLMS-Genus | 065 | TCPIP_DLMS | GSM | Feeder | 4163 | 202 | 11 KV FEEDER NO:02 TULSI | 284616 | 33/11 KV S/S NO:05,P-100/1 SUTTER BENGLOW
X1870550 | DLMS-Secure | 055 | TCPIP_DLMS | GSM | Feeder | 4163 | 704 | 132 KV VIRAJ PROFILES LTD FEEDER (220KV) | 288013 | 220/132/33 KV BOISAR-II SUBSTN
19859215 | DLMS-LnT | 053 | TCPIP_DLMS | GSM | Feeder | 4163 | 701 | 132 KV LUPIN LTD 220KV (T-142) | 288013 | 220/132/33 KV BOISAR-II SUBSTN
08025436 | DLMS-Genus | 065 | TCPIP_DLMS | GSM | Feeder | 4163 | 201 | 11 KV WADILAL FEEDER | 284613 | 11 KV SWITCHING S/STN NO.4
X1095179 | DLMS-Secure | 055 | TCPIP_DLMS | GSM | Feeder | 4163 | 217 | 11 KV AUXILLARY FEEDER | 284613 | 11 KV SWITCHING S/STN NO.4
XH407152 | DLMS-Secure | 055 | TCPIP_DLMS | GSM | Feeder | 4163 | 205 | 11KV PASTHAL FEEDER | 284026 | 33/11 KV SUBSTN NO.-1(CONTESA)
08025429 | DLMS-Genus | 065 | TCPIP_DLMS | GSM | Feeder | 4163 | 203 | 11KV WESTERN CAN FEEDER | 284616 | 33/11 KV S/S NO:05,P-100/1 SUTTER BENGLOW
X1095194 | DLMS-Secure | 055 | TCPIP_DLMS | GSM | Feeder | 4163 | 401 | 33 KV FEEDER NO.1(POWER GRID) | 288013 | 220/132/33 KV BOISAR-II SUBSTN
XD532569 | DLMS-Secure | 055 | TCPIP_DLMS | GSM | Feeder | 4163 | 411 | 33KV AARTI FEEDER | 287003 | 132/33/11 KV BOISAR-I SUBSTN
X1606304 | DLMS-Secure | 055 | TCPIP_DLMS | GSM | Feeder | 4163 | 209 | 11KV KESHAVA FEEDER | 284028 | 33/11 KV SUBSTN NO.III(N ZONE)
17223776 | DLMS-LnT | 053 | TCPIP_DLMS | GSM | Feeder | 4163 | 401 | 33KV TEPS FEEDER | 284027 | 33/11KV SUBSTN - II
08024145 | DLMS-Genus | 065 | TCPIP_DLMS | GSM | Feeder | 4163 | 202 | 11 KV FEEDER NO. 2 | 284026 | 33/11 KV SUBSTN NO.-1(CONTESA)
Q0858448 | DLMS-Secure | 055 | TCPIP_DLMS | GSM | Feeder | 4163 | 410 | 33 KV BHAGERIA EXPRESS FEEDER | 287003 | 132/33/11 KV BOISAR-I SUBSTN
X1960389 | DLMS-Secure | 055 | TCPIP_DLMS | GSM | Feeder | 4163 | 301 | 33KV O/G Feeder No-1 | 284028 | 33/11 KV SUBSTN NO.III(N ZONE)
12628236 | DLMS-LnT | 053 | TCPIP_DLMS | GSM | Feeder | 4163 | 206 | 11 KV FEEDER NO. 6 | 284027 | 33/11KV SUBSTN - II
08024147 | DLMS-Genus | 065 | TCPIP_DLMS | GSM | Feeder | 4163 | 204 | 11 KV FEEDER NO. 4 | 284027 | 33/11KV SUBSTN - II
08024142 | DLMS-Genus | 065 | TCPIP_DLMS | GSM | Feeder | 4163 | 204 | 11 KV FEEDER NO. 4 | 284026 | 33/11 KV SUBSTN NO.-1(CONTESA)
08025428 | DLMS-Genus | 065 | TCPIP_DLMS | GSM | Feeder | 4163 | 203 | 11 KV FEEDER NO. 3 | 284026 | 33/11 KV SUBSTN NO.-1(CONTESA)
12627565 | DLMS-LnT | 053 | TCPIP_DLMS | GSM | Feeder | 4163 | 205 | 11KV SHIVAJINAGAR | 284028 | 33/11 KV SUBSTN NO.III(N ZONE)
X0398584 | DLMS-Secure | 055 | TCPIP_DLMS | GSM | Feeder | 4163 | 208 | 11 KV GALAXY FEEDER | 284028 | 33/11 KV SUBSTN NO.III(N ZONE)
08023165 | DLMS-Genus | 065 | TCPIP_DLMS | GSM | Feeder | 4163 | 203 | 11 KV FEEDER NO. III | 284028 | 33/11 KV SUBSTN NO.III(N ZONE)
Y0330367 | DLMS-Secure | 055 | TCPIP_DLMS | GSM | Feeder | 4163 | 201 | 11 KV FEEDER NO. 1 | 284027 | 33/11KV SUBSTN - II
X0400354 | DLMS-Secure | 055 | TCPIP_DLMS | GSM | Feeder | 4163 | 205 | 11 KV FEEDER NO. 5 (LALIT) | 284027 | 33/11KV SUBSTN - II
X0400299 | DLMS-Secure | 055 | TCPIP_DLMS | GSM | Feeder | 4163 | 203 | 11KV Bajaj Feeder | 284027 | 33/11KV SUBSTN - II
02862934 | ElsterABT1800 | 057 | TCPIP_ElsterABT1800 | GSM | Feeder | 4163 | 702 | 132 KV JSW STEEL COATED PRODUCT LTD 220KV (B-6) | 288013 | 220/132/33 KV BOISAR-II SUBSTN
14023554 | LnT | 053 | TCPIP_LnT_9600 | GSM | Feeder | 4163 | 218 | 11KV Nirwan Feeder | 284613 | 11 KV SWITCHING S/STN NO.4
XA496221 | DLMS-Secure | 055 | TCPIP_DLMS | GSM | Feeder | 4163 | 214 | 11 KV ANUH PHARMA EXP FEEDER | 284613 | 11 KV SWITCHING S/STN NO.4
08024159 | DLMS-Genus | 065 | TCPIP_DLMS | GSM | Feeder | 4163 | 201 | 11 FEEDER NO. 1 | 284028 | 33/11 KV SUBSTN NO.III(N ZONE)
08024151 | DLMS-Genus | 065 | TCPIP_DLMS | GSM | Feeder | 4163 | 202 | 11 KV FEEDER NO. 2 | 284028 | 33/11 KV SUBSTN NO.III(N ZONE)
XA496223 | DLMS-Secure | 055 | TCPIP_DLMS | GSM | Feeder | 4163 | 220 | 11 KV KOLAWADE FEEDER | 284613 | 11 KV SWITCHING S/STN NO.4
X2005961 | DLMS-Secure | 055 | TCPIP_DLMS | GSM | Feeder | 4163 | 706 | 220KV FEEDER NO. 706 VIRAJ | 288013 | 220/132/33 KV BOISAR-II SUBSTN
08024141 | DLMS-Genus | 065 | TCPIP_DLMS | GSM | Feeder | 4163 | 412 | 33KV YASHWANT SRUSHTI FEEDER | 288013 | 220/132/33 KV BOISAR-II SUBSTN
08025409 | DLMS-Genus | 065 | TCPIP_DLMS | GSM | Feeder | 4163 | 212 | 11 KV CAMLIN FEEDER | 284613 | 11 KV SWITCHING S/STN NO.4
08024152 | DLMS-Genus | 065 | TCPIP_DLMS | GSM | Feeder | 4163 | 210 | 11 KV N ZONE FEEDER | 284613 | 11 KV SWITCHING S/STN NO.4
08025410 | DLMS-Genus | 065 | TCPIP_DLMS | GSM | Feeder | 4163 | 202 | 11 KV I.D.I. FEEDER | 284613 | 11 KV SWITCHING S/STN NO.4
X1237202 | DLMS-Secure | 055 | TCPIP_DLMS | GSM | Feeder | 4163 | 201 | 11 KV FEEDER NO.-1 | 284026 | 33/11 KV SUBSTN NO.-1(CONTESA)
XB407456 | DLMS-Secure | 055 | TCPIP_DLMS | GSM | Feeder | 4163 | 206 | 11 KV AARTI DRUGS (T 150) EXPRESS FEEDER | 284028 | 33/11 KV SUBSTN NO.III(N ZONE)
Y0330658 | DLMS-Secure | 055 | TCPIP_DLMS | GSM | Feeder | 4163 | 213 | 11 KV GINI FEEDER | 284613 | 11 KV SWITCHING S/STN NO.4
Y0330661 | DLMS-Secure | 055 | TCPIP_DLMS | GSM | Feeder | 4163 | 207 | 11 KV CHEMICAL FEEDER | 284613 | 11 KV SWITCHING S/STN NO.4
Y0330663 | DLMS-Secure | 055 | TCPIP_DLMS | GSM | Feeder | 4163 | 209 | 11 KV JINDAL FEEDER | 284613 | 11 KV SWITCHING S/STN NO.4
17270837 | DLMS-LnT | 053 | TCPIP_DLMS | GSM | Feeder | 4163 | 406 | 33 KV FEEDER NO. 6 | 287003 | 132/33/11 KV BOISAR-I SUBSTN
17270820 | DLMS-LnT | 053 | TCPIP_DLMS | GSM | Feeder | 4163 | 407 | 33 KV FEEDER NO. 7 | 287003 | 132/33/11 KV BOISAR-I SUBSTN
17270834 | DLMS-LnT | 053 | TCPIP_DLMS | GSM | Feeder | 4163 | 404 | 33 KV FEEDER NO. 4 | 288013 | 220/132/33 KV BOISAR-II SUBSTN
17270835 | DLMS-LnT | 053 | TCPIP_DLMS | GSM | Feeder | 4163 | 410 | 33 KV FEEDER NO. 10 | 288013 | 220/132/33 KV BOISAR-II SUBSTN
X0399701 | DLMS-Secure | 055 | TCPIP_DLMS | GSM | Feeder | 4163 | 402 | 33 KV FEEDER NO.-2(KARAM TARA) | 288013 | 220/132/33 KV BOISAR-II SUBSTN
X0399766 | DLMS-Secure | 055 | TCPIP_DLMS | GSM | Feeder | 4163 | 408 | 33 KV FEEDER NO. 8 | 288013 | 220/132/33 KV BOISAR-II SUBSTN
X0399699 | DLMS-Secure | 055 | TCPIP_DLMS | GSM | Feeder | 4163 | 211 | 11 KV ENGINEERING FEEDER | 284613 | 11 KV SWITCHING S/STN NO.4
XB407463 | DLMS-Secure | 055 | TCPIP_DLMS | GSM | Feeder | 4163 | 207 | 11KV AARTI INDUSTRIES K18 Express FEEDER | 284028 | 33/11 KV SUBSTN NO.III(N ZONE)
XB452015 | DLMS-Secure | 055 | TCPIP_DLMS | GSM | Feeder | 4163 | 204 | 11 KV NANDGAON FEEDER | 284028 | 33/11 KV SUBSTN NO.III(N ZONE)
X0994244 | DLMS-Secure | 055 | TCPIP_DLMS | GSM | Feeder | 4163 | 207 | 11KV JAKHARIA FEEDER | 284027 | 33/11KV SUBSTN - II
12626662 | DLMS-LnT | 053 | TCPIP_DLMS | GSM | Feeder | 4163 | 202 | 11KV VIDYANAGAR FEEDER | 284027 | 33/11KV SUBSTN - II
XF460464 | DLMS-Secure | 055 | TCPIP_DLMS | GSM | Feeder | 4163 | 401 | 33KV SAREX FEEDER | 284616 | 33/11 KV S/S NO:05,P-100/1 SUTTER BENGLOW
12627834 | DLMS-LnT | 053 | TCPIP_DLMS | GSM | Feeder | 4824 | 301 | 22 KV MOKHADA FEEDER | 284038 | 33/22 KV MOKHADA SUBSTATION
12626679 | DLMS-LnT | 053 | TCPIP_DLMS | GSM | Feeder | 4824 | 302 | 22 KV KHODALA FEEDER | 284038 | 33/22 KV MOKHADA SUBSTATION
XC590120 | DLMS-Secure | 055 | TCPIP_DLMS | GSM | Feeder | 4824 | 303 | 22 KV ASA FEEDER | 284038 | 33/22 KV MOKHADA SUBSTATION
X1304665 | DLMS-Secure | 055 | TCPIP_DLMS | GSM | Feeder | 4824 | 302 | KAREGAON | 354030 | 33/22KV KHODALA SUBSTATION
X1304658 | DLMS-Secure | 055 | TCPIP_DLMS | GSM | Feeder | 4824 | 303 | KURLOD | 354030 | 33/22KV KHODALA SUBSTATION
X1304664 | DLMS-Secure | 055 | TCPIP_DLMS | GSM | Feeder | 4824 | 301 | NEW KHODALA | 354030 | 33/22KV KHODALA SUBSTATION
18086606 | DLMS-LnT | 053 | TCPIP_DLMS | GSM | Feeder | 4162 | 201 | 11 KV FEEDER-1 | 284628 | 33/11 KV PTIC SUBSTATION
18086655 | DLMS-LnT | 053 | TCPIP_DLMS | GSM | Feeder | 4162 | 205 | 11 KV FEEDER-5 | 284628 | 33/11 KV PTIC SUBSTATION
12628375 | DLMS-LnT | 053 | TCPIP_DLMS | GSM | Feeder | 4162 | 206 | 11 KV VAJAN KATA | 284024 | 33/11 KV ALLYALI SUBSTN
12628370 | DLMS-LnT | 053 | TCPIP_DLMS | GSM | Feeder | 4162 | 202 | 11 KV MASWAN FEEDER | 284022 | 33/11 KV GENESIS SUBSTN
X1467006 | DLMS-Secure | 055 | TCPIP_DLMS | GSM | Feeder | 4162 | 206 | 11 KV CHILLAR FEEDER | 284025 | 33/11 Manor Substation
X1457879 | DLMS-Secure | 055 | TCPIP_DLMS | GSM | Feeder | 4162 | 204 | 11 KV KAMARE FEEDER | 284627 | 33/11 KV GUNDECHA NAVLI SUBSTATION
12627936 | DLMS-LnT | 053 | TCPIP_DLMS | GSM | Feeder | 4162 | 208 | 11 KV SARPADA | 284022 | 33/11 KV GENESIS SUBSTN
X1457880 | DLMS-Secure | 055 | TCPIP_DLMS | GSM | Feeder | 4162 | 203 | 11 KV BHOPOLI FEEDER | 284025 | 33/11 Manor Substation
X1095382 | DLMS-Secure | 055 | TCPIP_DLMS | GSM | Feeder | 4162 | 410 | 33KV FEEDER NO. 05 (CIDCO-1) | 287017 | 132/33 KV PALGHAR
18086554 | DLMS-LnT | 053 | TCPIP_DLMS | GSM | Feeder | 4162 | 202 | 11 KV FEEDER-2 | 284628 | 33/11 KV PTIC SUBSTATION
X1095237 | DLMS-Secure | 055 | TCPIP_DLMS | GSM | Feeder | 4162 | 207 | 11 KV WIRE RING | 284024 | 33/11 KV ALLYALI SUBSTN
19858744 | DLMS-LnT | 053 | TCPIP_DLMS | GSM | Feeder | 4162 | 204 | 11 KV SAWARA FEEDER | 284024 | 33/11 KV ALLYALI SUBSTN
19858735 | DLMS-LnT | 053 | TCPIP_DLMS | GSM | Feeder | 4162 | 302 | 22 KV KUNAL HOUSEWARE | 284025 | 33/11 Manor Substation
19858714 | DLMS-LnT | 053 | TCPIP_DLMS | GSM | Feeder | 4162 | 204 | 11 KV SUNDARAM FEEDER | 284602 | 33/11 KV VALAN SUB STATION
X1095391 | DLMS-Secure | 055 | TCPIP_DLMS | GSM | Feeder | 4162 | 411 | 33KV FEEDER NO. 10 (CIDCO-2) | 287017 | 132/33 KV PALGHAR
X1457869 | DLMS-Secure | 055 | TCPIP_DLMS | GSM | Feeder | 4162 | 201 | 11 KV KOTHARI FEEDER | 284024 | 33/11 KV ALLYALI SUBSTN
X1457876 | DLMS-Secure | 055 | TCPIP_DLMS | GSM | Feeder | 4162 | 209 | 11 KV WAGHULSAR FEEDER SSMR | 284024 | 33/11 KV ALLYALI SUBSTN
X1095246 | DLMS-Secure | 055 | TCPIP_DLMS | GSM | Feeder | 4162 | 406 | 33 KV WATER SUPPLY | 287017 | 132/33 KV PALGHAR
12626554 | DLMS-LnT | 053 | TCPIP_DLMS | GSM | Feeder | 4162 | 206 | 11 KV TEMBHODE FEEDER | 284023 | 33/11 KV PALGHAR SUBSTN
18086559 | DLMS-LnT | 053 | TCPIP_DLMS | GSM | Feeder | 4162 | 204 | 11 KV GANESH KUND | 284628 | 33/11 KV PTIC SUBSTATION
08024156 | DLMS-Genus | 065 | TCPIP_DLMS | GSM | Feeder | 4162 | 307 | 22 KV MANOR WADA FEEDER | 284025 | 33/11 Manor Substation
X0400193 | DLMS-Secure | 055 | TCPIP_DLMS | GSM | Feeder | 4162 | 204 | 11 KV DIWAN & SONS | 284022 | 33/11 KV GENESIS SUBSTN
08024140 | DLMS-Genus | 065 | TCPIP_DLMS | GSM | Feeder | 4162 | 201 | 11 KV NAVALI FEEDER | 284022 | 33/11 KV GENESIS SUBSTN
18086669 | DLMS-LnT | 053 | TCPIP_DLMS | GSM | Feeder | 4162 | 203 | 11 KV PALGHAR INDUSTRIAL | 284628 | 33/11 KV PTIC SUBSTATION
19858742 | DLMS-LnT | 053 | NON_AMR_MODEM | GSM | Feeder | 4162 | 202 | 11 KV KHAREKURAN FEEDER | 284023 | 33/11 KV PALGHAR SUBSTN
X1339406 | DLMS-Secure | 055 | TCPIP_DLMS | GSM | Feeder | 4162 | 202 | 11KV Z.P & COLLECTOR OFFICE FDR | 354031 | 33KV CIDCO COLLECTOR OFFICE SUB STN
X1339408 | DLMS-Secure | 055 | TCPIP_DLMS | GSM | Feeder | 4162 | 203 | 11KV COMMON & S.P.OFFICE FDR | 354031 | 33KV CIDCO COLLECTOR OFFICE SUB STN
00566452 | DLMS-HPL | 076 | TCPIP_DLMS | GSM | Feeder | 4162 | 201 | 11 KV AMBIKA UDYOG FEEDER | 284602 | 33/11 KV VALAN SUB STATION
00694241 | DLMS-HPL | 076 | TCPIP_DLMS | GSM | Feeder | 4162 | 205 | 11 KV EBCO FEEDER | 284022 | 33/11 KV GENESIS SUBSTN
12627849 | DLMS-LnT | 053 | TCPIP_DLMS | GSM | Feeder | 4162 | 204 | 11 KV PALGHAR FEEDER | 284023 | 33/11 KV PALGHAR SUBSTN
18205208 | DLMS-LnT | 053 | TCPIP_DLMS | GSM | Feeder | 4162 | 202 | 11 KV DEKHALE FEEDER | 284025 | 33/11 Manor Substation
18205199 | DLMS-LnT | 053 | TCPIP_DLMS | GSM | Feeder | 4162 | 203 | 11 KV MAHIM FEEDER | 284602 | 33/11 KV VALAN SUB STATION
00380865 | DLMS-HPL | 076 | TCPIP_DLMS | GSM | Feeder | 4162 | 203 | 11 KV GENSIS FEEDER | 284022 | 33/11 KV GENESIS SUBSTN
00693433 | DLMS-HPL | 076 | TCPIP_DLMS | GSM | Feeder | 4162 | 207 | DIVISION OFFICE | 284023 | 33/11 KV PALGHAR SUBSTN
18205188 | DLMS-LnT | 053 | TCPIP_DLMS | GSM | Feeder | 4162 | 301 | 22 KV HAMRAPUR FEEDER | 284025 | 33/11 Manor Substation
XD502707 | DLMS-Secure | 055 | TCPIP_DLMS | GSM | Feeder | 4162 | 206 | FREDUN EXPRESS | 284022 | 33/11 KV GENESIS SUBSTN
12627003 | DLMS-LnT | 053 | TCPIP_DLMS | GSM | Feeder | 4162 | 201 | 11 KV GANESH KUND FEEDER | 284023 | 33/11 KV PALGHAR SUBSTN
X0400935 | DLMS-Secure | 055 | TCPIP_DLMS | GSM | Feeder | 4162 | 202 | 11 KV SAJJAN PADA FDR | 284627 | 33/11 KV GUNDECHA NAVLI SUBSTATION
X0400192 | DLMS-Secure | 055 | TCPIP_DLMS | GSM | Feeder | 4162 | 203 | 11 KV MAHINDRA HAPPY NEST | 284627 | 33/11 KV GUNDECHA NAVLI SUBSTATION
X0400244 | DLMS-Secure | 055 | TCPIP_DLMS | GSM | Feeder | 4162 | 201 | 11 KV GUNDECHA FEEDER | 284627 | 33/11 KV GUNDECHA NAVLI SUBSTATION
X0400273 | DLMS-Secure | 055 | TCPIP_DLMS | GSM | Feeder | 4162 | 207 | 11 KV VEOOR FEEDR | 284022 | 33/11 KV GENESIS SUBSTN
12626961 | DLMS-LnT | 053 | TCPIP_DLMS | GSM | Feeder | 4162 | 203 | 11 KV UMROLI FEEDER | 284023 | 33/11 KV PALGHAR SUBSTN
X1095318 | DLMS-Secure | 055 | TCPIP_DLMS | GSM | Feeder | 4162 | 205 | 11 KV BHARWAD PADA | 284024 | 33/11 KV ALLYALI SUBSTN
XE483156 | DLMS-Secure | 055 | TCPIP_DLMS | GSM | Feeder | 4162 | 401 | 33 KV BLISS EXPRESS VEVOOR FDR | 284627 | 33/11 KV GUNDECHA NAVLI SUBSTATION
18205184 | DLMS-LnT | 053 | TCPIP_DLMS | GSM | Feeder | 4162 | 201 | 11 KV Industrial Feeder | 284025 | 33/11 Manor Substation
XD502706 | DLMS-Secure | 055 | TCPIP_DLMS | GSM | Feeder | 4162 | 205 | 11 KV MASWAN GAON | 284025 | 33/11 Manor Substation
18205206 | DLMS-LnT | 053 | TCPIP_DLMS | GSM | Feeder | 4162 | 202 | 11 KV SHIRGAON FEEDER | 284602 | 33/11 KV VALAN SUB STATION
X1095185 | DLMS-Secure | 055 | TCPIP_DLMS | GSM | Feeder | 4162 | 202 | 11 KV CHINTUPADA | 284024 | 33/11 KV ALLYALI SUBSTN
X1095184 | DLMS-Secure | 055 | TCPIP_DLMS | GSM | Feeder | 4162 | 401 | 33 KV OUTGOING BLISS | 284024 | 33/11 KV ALLYALI SUBSTN
08024160 | DLMS-Genus | 065 | TCPIP_DLMS | GSM | Feeder | 4162 | 203 | 11 KV ALLYALI FEEDER | 284024 | 33/11 KV ALLYALI SUBSTN
18086626 | DLMS-LnT | 053 | TCPIP_DLMS | GSM | Feeder | 4162 | 206 | 11 KV FEEDER-6 | 284628 | 33/11 KV PTIC SUBSTATION
08025492 | DLMS-Genus | 065 | TCPIP_DLMS | GSM | Feeder | 4162 | 204 | 11 KV MANOR FEEDER | 284025 | 33/11 Manor Substation
08025343 | DLMS-Genus | 065 | TCPIP_DLMS | GSM | Feeder | 4162 | 208 | 11 KV CIRONE DRUG EXPRESS FDR | 284024 | 33/11 KV ALLYALI SUBSTN
08024158 | DLMS-Genus | 065 | TCPIP_DLMS | GSM | Feeder | 4162 | 205 | 11 KV INDUSTRIAL FEEDER | 284023 | 33/11 KV PALGHAR SUBSTN
12626409 | DLMS-LnT | 053 | TCPIP_DLMS | GSM | Feeder | 4164 | 204 | 11 KV KELWA FEEDER | 284021 | 33/11 KV RAMBAG SUBSTN
05162677 | DLMS-HPL | 076 | TCPIP_DLMS | GSM | Feeder | 4164 | 204 | 11 KV DFCCIL | 284619 | 33/11 KV SARTODI SUB STATION
18205187 | DLMS-LnT | 053 | TCPIP_DLMS | GSM | Feeder | 4164 | 205 | 11 KV EDWAN FEEDER | 284021 | 33/11 KV RAMBAG SUBSTN
X0400368 | DLMS-Secure | 055 | TCPIP_DLMS | GSM | Feeder | 4164 | 201 | 11 KV KAPASE FEEDER | 284021 | 33/11 KV RAMBAG SUBSTN
12628043 | DLMS-LnT | 053 | TCPIP_DLMS | GSM | Feeder | 4164 | 206 | 11 KV SAPHALE FEEDER | 284619 | 33/11 KV SARTODI SUB STATION
18205105 | DLMS-LnT | 053 | TCPIP_DLMS | GSM | Feeder | 4164 | 202 | 11 KV RAMBAG FEEDER | 284021 | 33/11 KV RAMBAG SUBSTN
X0400365 | DLMS-Secure | 055 | TCPIP_DLMS | GSM | Feeder | 4164 | 203 | 11 KV NAVGHAR FEEDER | 284619 | 33/11 KV SARTODI SUB STATION
X0400369 | DLMS-Secure | 055 | TCPIP_DLMS | GSM | Feeder | 4164 | 203 | 11 KV AGARWADI FEEDER | 284021 | 33/11 KV RAMBAG SUBSTN
X0400194 | DLMS-Secure | 055 | TCPIP_DLMS | GSM | Feeder | 4164 | 201 | 11 KV PARGAON FEEDER | 284619 | 33/11 KV SARTODI SUB STATION
XB441416 | DLMS-Secure | 055 | TCPIP_DLMS | GSM | Feeder | 4165 | 207 | 11 KV ALCAN EXPORTS FEEDER | 284035 | 33/11 KV DAPCHARI SUBSTN
X2004697 | DLMS-Secure | 055 | TCPIP_DLMS | GSM | Feeder | 4165 | 403 | 33 KV GOPAL FERROUS EXP | 284610 | 33/11 KV AMGAON SUB STATION
17223775 | DLMS-LnT | 053 | TCPIP_DLMS | GSM | Feeder | 4165 | 203 | 11 KV DONGARI | 284610 | 33/11 KV AMGAON SUB STATION
D0111310 | DLMS-Secure | 055 | TCPIP_DLMS | GSM | Feeder | 4165 | 202 | 11 KV MAHALASHMI FEEDER | 284035 | 33/11 KV DAPCHARI SUBSTN
08025765 | DLMS-Genus | 065 | TCPIP_DLMS | GSM | Feeder | 4165 | 210 | 11 KV DAPCHARI SOLAR EVACUATION | 284035 | 33/11 KV DAPCHARI SUBSTN
08024146 | DLMS-Genus | 065 | TCPIP_DLMS | GSM | Feeder | 4165 | 212 | 11 KV DHUNDALWADI | 284035 | 33/11 KV DAPCHARI SUBSTN
X0398629 | DLMS-Secure | 055 | TCPIP_DLMS | GSM | Feeder | 4165 | 211 | 11 KV VEDANTA EXPRESS FEEDER | 284035 | 33/11 KV DAPCHARI SUBSTN
12626478 | DLMS-LnT | 053 | TCPIP_DLMS | GSM | Feeder | 4165 | 204 | 11 KV TALASARI FEEDER | 284035 | 33/11 KV DAPCHARI SUBSTN
X0400302 | DLMS-Secure | 055 | TCPIP_DLMS | GSM | Feeder | 4165 | 202 | 11 KV TEMA | 284036 | 33/11 KV ACHHAD SUBSTN
X0400363 | DLMS-Secure | 055 | TCPIP_DLMS | GSM | Feeder | 4165 | 202 | 11KV GIRGAON | 284618 | 33/11 KV DOLARPADA SUB STATION
XD520945 | DLMS-Secure | 055 | TCPIP_DLMS | GSM | Feeder | 4165 | 203 | 11 KV VEVAJI | 284618 | 33/11 KV DOLARPADA SUB STATION
08025494 | DLMS-Genus | 065 | TCPIP_DLMS | GSM | Feeder | 4165 | 208 | 11 KV MAHARASTRA BORDER CHECK | 284035 | 33/11 KV DAPCHARI SUBSTN
XE490362 | DLMS-Secure | 055 | TCPIP_DLMS | GSM | Feeder | 4165 | 204 | 11 KV KARAJGAON FEEDER | 284618 | 33/11 KV DOLARPADA SUB STATION
XD453537 | DLMS-Secure | 055 | TCPIP_DLMS | GSM | Feeder | 4165 | 203 | 11 KV OUTGOING BAY | 284629 | 33/11 KV SAWROLI SUB STATION
XD453589 | DLMS-Secure | 055 | TCPIP_DLMS | GSM | Feeder | 4165 | 202 | 11 KV SAWROLI INDUSTRIAL FEEDER | 284629 | 33/11 KV SAWROLI SUB STATION
XD453586 | DLMS-Secure | 055 | TCPIP_DLMS | GSM | Feeder | 4165 | 201 | 11 KV KOCHAI FEEDER | 284629 | 33/11 KV SAWROLI SUB STATION
08025483 | DLMS-Genus | 065 | TCPIP_DLMS | GSM | Feeder | 4165 | 209 | 11 KV GODAWARI | 284035 | 33/11 KV DAPCHARI SUBSTN
12628521 | DLMS-LnT | 053 | TCPIP_DLMS | GSM | Feeder | 4165 | 201 | 11 KV DOLARPADA | 284618 | 33/11 KV DOLARPADA SUB STATION
XD502713 | DLMS-Secure | 055 | TCPIP_DLMS | GSM | Feeder | 4165 | 203 | 11 KV HINDUSTAN FEEDER | 284036 | 33/11 KV ACHHAD SUBSTN
XD520947 | DLMS-Secure | 055 | TCPIP_DLMS | GSM | Feeder | 4165 | 204 | 11 KV UPLAT FEEDER | 284036 | 33/11 KV ACHHAD SUBSTN
X0400362 | DLMS-Secure | 055 | TCPIP_DLMS | GSM | Feeder | 4165 | 201 | 11 KV AMGAON FEEDER | 284610 | 33/11 KV AMGAON SUB STATION
08023162 | DLMS-Genus | 065 | TCPIP_DLMS | GSM | Feeder | 4165 | 206 | 11 KV VADOLI FEEDER | 284035 | 33/11 KV DAPCHARI SUBSTN
04577434 | DLMS-Genus | 065 | TCPIP_DLMS | GSM | Feeder | 4165 | 201 | 11 KV UDHAVA FEEDER | 284035 | 33/11 KV DAPCHARI SUBSTN
08023159 | DLMS-Genus | 065 | TCPIP_DLMS | GSM | Feeder | 4165 | 203 | 11 KV VASA FEEDER | 284035 | 33/11 KV DAPCHARI SUBSTN
XD505675 | DLMS-Secure | 055 | TCPIP_DLMS | GSM | Feeder | 4165 | 205 | 11 KV DAPCHERI FEEDER | 284035 | 33/11 KV DAPCHARI SUBSTN
X0400295 | DLMS-Secure | 055 | TCPIP_DLMS | GSM | Feeder | 4165 | 201 | 11 KV KB AIRTEX | 284036 | 33/11 KV ACHHAD SUBSTN
12628040 | DLMS-LnT | 053 | TCPIP_DLMS | GSM | Feeder | 4165 | 202 | 11 KV SAWAROLI | 284610 | 33/11 KV AMGAON SUB STATION
08024283 | DLMS-Genus | 065 | TCPIP_DLMS | GSM | Feeder | 4825 | 302 | 22 KV VIKRAMGAD FEEDER | 284039 | 33/22 KV ONDE S/S VIKRAMGAD
08025493 | DLMS-Genus | 065 | TCPIP_DLMS | GSM | Feeder | 4825 | 303 | 22 KV SAKHARA FEEDER | 284039 | 33/22 KV ONDE S/S VIKRAMGAD
08024135 | DLMS-Genus | 065 | TCPIP_DLMS | GSM | Feeder | 4825 | 304 | 22 KV KHAND WATER SUPPLY EXPRESS FEEDER | 284039 | 33/22 KV ONDE S/S VIKRAMGAD
12626926 | DLMS-LnT | 053 | TCPIP_DLMS | GSM | Feeder | 4825 | 301 | 22 KV ALONDA FEEDER | 284039 | 33/22 KV ONDE S/S VIKRAMGAD
08024133 | DLMS-Genus | 065 | TCPIP_DLMS | GSM | Feeder | 4359 | 303 | FEEDER NO.3 | 288054 | 220/22 KV NALASOPARA EHVT
X1284494 | DLMS-Secure | 055 | TCPIP_DLMS | GSM | Feeder | 4359 | 302 | 22 KV JAY-VIJAY INDUSTRIES | 353033 | 22/22 KV JAY-VIJAY SWITCHING STATION(SSMR)
X1284492 | DLMS-Secure | 055 | TCPIP_DLMS | GSM | Feeder | 4359 | 304 | 22 KV MALJIPADA FEEDER | 353033 | 22/22 KV JAY-VIJAY SWITCHING STATION(SSMR)
X1284491 | DLMS-Secure | 055 | TCPIP_DLMS | GSM | Feeder | 4359 | 303 | 22 KV CHINCHOTI FEEDER | 353033 | 22/22 KV JAY-VIJAY SWITCHING STATION(SSMR)
X1284493 | DLMS-Secure | 055 | TCPIP_DLMS | GSM | Feeder | 4359 | 306 | 22 KV WAKIPADA FEEDER | 353033 | 22/22 KV JAY-VIJAY SWITCHING STATION(SSMR)
X1284496 | DLMS-Secure | 055 | TCPIP_DLMS | GSM | Feeder | 4359 | 301 | 22 KV JAY-VIJAY STATION TRANSFORMER | 353033 | 22/22 KV JAY-VIJAY SWITCHING STATION(SSMR)
08026073 | DLMS-Genus | 065 | TCPIP_DLMS | GSM | Feeder | 4359 | 313 | 22 KV PARNAKA GIS SWITCHING STATION | 288063 | 220/22KV VASAI(GIS)
X0398422 | DLMS-Secure | 055 | TCPIP_DLMS | GSM | Feeder | 4359 | 304 | 22KV GOKHIWARE FEEDER | 283503 | 22/22 KV MSEB COLONY VASAI SW/ST
X0398421 | DLMS-Secure | 055 | TCPIP_DLMS | GSM | Feeder | 4359 | 301 | 22KV ALKAPURI FDR NO 1 | 283503 | 22/22 KV MSEB COLONY VASAI SW/ST
12628380 | DLMS-LnT | 053 | TCPIP_DLMS | GSM | Feeder | 4359 | 302 | 22KV GAURAIPADA FEEDER | 283504 | 22/22 KV GAURAIPADA (INDOOR) SW/ST
03005262 | Genus | 065 | TCPIP_Genus | GSM | Feeder | 4359 | 310 | 22 KV TULINJ FEEDER NO 10 | 288054 | 220/22 KV NALASOPARA EHVT
03016638 | Genus | 065 | TCPIP_Genus | GSM | Feeder | 4359 | 305 | I/C TO PAROL SWITCHING STN | 288054 | 220/22 KV NALASOPARA EHVT
03005265 | Genus | 065 | TCPIP_Genus | GSM | Feeder | 4359 | 306 | 22KV PELHAR FEEDER | 288054 | 220/22 KV NALASOPARA EHVT
03016526 | Genus | 065 | TCPIP_Genus | GSM | Feeder | 4359 | 302 | 22KV DHUMAL NAGAR FEEDER | 288054 | 220/22 KV NALASOPARA EHVT
00308601 | DLMS-HPL | 076 | TCPIP_DLMS | GSM | Feeder | 4359 | 302 | 22KV JUCHANDRA FEEDER | 283078 | 22/22 KV JUCHANDRA SW/ST.
00308621 | DLMS-HPL | 076 | TCPIP_DLMS | GSM | Feeder | 4359 | 301 | 22KV RAJAVALI FEEDER | 283078 | 22/22 KV JUCHANDRA SW/ST.
03016639 | Genus | 065 | TCPIP_Genus | GSM | Feeder | 4359 | 315 | 22KV JAY PRECISION | 288054 | 220/22 KV NALASOPARA EHVT
03002497 | Genus | 065 | TCPIP_Genus | GSM | Feeder | 4359 | 323 | ACHOLE FEEDER NO-23 | 288054 | 220/22 KV NALASOPARA EHVT
12627840 | DLMS-LnT | 053 | TCPIP_DLMS | GSM | Feeder | 4359 | 204 | 11KV SAI ENCLAVE | 283508 | DDPL
03002472 | Genus | 065 | TCPIP_Genus | GSM | Feeder | 4359 | 302 | FEEDER NO - 9 (NEW NAIKPADA INCOMER) | 288063 | 220/22KV VASAI(GIS)
X1095409 | DLMS-Secure | 055 | TCPIP_DLMS | GSM | Feeder | 4359 | 303 | 22 KV RICHARD FEEDER | 353030 | 22/22 KV NEW NAIKPADA SWITCING STATION IPDS
19858713 | DLMS-LnT | 053 | TCPIP_DLMS | GSM | Feeder | 4359 | 309 | BOLINJ VIRAR WEST | 286010 | 100/22 KV VASAI EHVT
X1095269 | DLMS-Secure | 055 | TCPIP_DLMS | GSM | Feeder | 4359 | 303 | 22KV VASANT NAGARI FEEDER | 283503 | 22/22 KV MSEB COLONY VASAI SW/ST
X1284490 | DLMS-Secure | 055 | TCPIP_DLMS | GSM | Feeder | 4359 | 305 | 22 KV SASUNAVGHAR FEEDER | 353033 | 22/22 KV JAY-VIJAY SWITCHING STATION(SSMR)
XD448462 | DLMS-Secure | 055 | TCPIP_DLMS | GSM | Feeder | 4359 | 304 | FEEDER NO-4 A1 INDUSTRY | 283525 | 22/22 KV POMAN SWITCHING
08025477 | DLMS-Genus | 065 | TCPIP_DLMS | GSM | Feeder | 4359 | 307 | VASAI WEST FEEDER NO-7 | 288063 | 220/22KV VASAI(GIS)
08025775 | DLMS-Genus | 065 | TCPIP_DLMS | GSM | Feeder | 4359 | 326 | OSWAL NAGARI | 288054 | 220/22 KV NALASOPARA EHVT
X0399720 | DLMS-Secure | 055 | TCPIP_DLMS | GSM | Feeder | 4359 | 301 | 22KV NAIKPADA FEEDER | 283506 | 22/22 KV NAIKPADA (WALIV) SW/ST
X0399719 | DLMS-Secure | 055 | TCPIP_DLMS | GSM | Feeder | 4359 | 304 | 22KV REMI FEEDER | 283506 | 22/22 KV NAIKPADA (WALIV) SW/ST
X0399743 | DLMS-Secure | 055 | TCPIP_DLMS | GSM | Feeder | 4359 | 313 | HDIL INDUSTRIAL VIRAR EAST | 288054 | 220/22 KV NALASOPARA EHVT
X0399803 | DLMS-Secure | 055 | TCPIP_DLMS | GSM | Feeder | 4359 | 302 | 22KV EVERSHINE CITY FEEDER | 283503 | 22/22 KV MSEB COLONY VASAI SW/ST
X1095233 | DLMS-Secure | 055 | TCPIP_DLMS | GSM | Feeder | 4359 | 302 | 22KV AGRAWAL FEEDER | 283501 | 22/22 KV AGRAWAL SW/ST
12628325 | DLMS-LnT | 053 | TCPIP_DLMS | GSM | Feeder | 4359 | 203 | 11KV DEVKI | 283508 | DDPL
12627563 | DLMS-LnT | 053 | TCPIP_DLMS | GSM | Feeder | 4359 | 305 | 22KV VTIC SECTOR-2 FEEDER | 283504 | 22/22 KV GAURAIPADA (INDOOR) SW/ST
X1095235 | DLMS-Secure | 055 | TCPIP_DLMS | GSM | Feeder | 4359 | 304 | 22KV RAMDASNAGAR FEEDER | 283502 | 22/22 KV NAVGHAR SW/ST
X1095231 | DLMS-Secure | 055 | TCPIP_DLMS | GSM | Feeder | 4359 | 304 | 22KV VTIC CHINCHPADA FEEDER | 283501 | 22/22 KV AGRAWAL SW/ST
12626411 | DLMS-LnT | 053 | TCPIP_DLMS | GSM | Feeder | 4359 | 201 | 11KV SUNTECK | 283508 | DDPL
12627851 | DLMS-LnT | 053 | TCPIP_DLMS | GSM | Feeder | 4359 | 205 | 11KV RAMDEV PARK | 283508 | DDPL
12626707 | DLMS-LnT | 053 | TCPIP_DLMS | GSM | Feeder | 4359 | 303 | 22KV VTIC SECTOR-1 FEEDER | 283504 | 22/22 KV GAURAIPADA (INDOOR) SW/ST
12626408 | DLMS-LnT | 053 | TCPIP_DLMS | GSM | Feeder | 4359 | 304 | 22KV BHOIDAPADA FEEDER | 283504 | 22/22 KV GAURAIPADA (INDOOR) SW/ST
12627866 | DLMS-LnT | 053 | TCPIP_DLMS | GSM | Feeder | 4359 | 305 | 22KV RAYCHEM RPG EXPRESS FEEDER | 283501 | 22/22 KV AGRAWAL SW/ST
X1095245 | DLMS-Secure | 055 | TCPIP_DLMS | GSM | Feeder | 4359 | 301 | 22KV VASAI FEEDER | 283502 | 22/22 KV NAVGHAR SW/ST
18205099 | DLMS-LnT | 053 | TCPIP_DLMS | GSM | Feeder | 4359 | 306 | 22KV TRINITY SAND & MINERALS EXPRESS FEEDER | 283504 | 22/22 KV GAURAIPADA (INDOOR) SW/ST
19270885 | DLMS-LnT | 053 | TCPIP_DLMS | GSM | Feeder | 4359 | 305 | 22 KV GAVDEVI FEEDER | 353030 | 22/22 KV NEW NAIKPADA SWITCING STATION IPDS
19217426 | DLMS-LnT | 053 | TCPIP_DLMS | GSM | Feeder | 4359 | 304 | 22 KV CIDCO FEEDER | 353030 | 22/22 KV NEW NAIKPADA SWITCING STATION IPDS
19270848 | DLMS-LnT | 053 | TCPIP_DLMS | GSM | Feeder | 4359 | 306 | 22 KV PREMA HIKEVISION | 353030 | 22/22 KV NEW NAIKPADA SWITCING STATION IPDS
08025773 | DLMS-Genus | 065 | TCPIP_DLMS | GSM | Feeder | 4359 | 314 | FEEDER NO - 5 (NEW NAIKPADA S/STN) | 288063 | 220/22KV VASAI(GIS)
08025352 | DLMS-Genus | 065 | TCPIP_DLMS | GSM | Feeder | 4359 | 301 | 22 KV AGRAWAL SWITCHING STATION | 288063 | 220/22KV VASAI(GIS)
12626665 | DLMS-LnT | 053 | TCPIP_DLMS | GSM | Feeder | 4359 | 202 | 11KV PARASNATH | 283508 | DDPL
XD448466 | DLMS-Secure | 055 | TCPIP_DLMS | GSM | Feeder | 4359 | 301 | 22 KV NAGALE FEEDER | 283525 | 22/22 KV POMAN SWITCHING
17270832 | DLMS-LnT | 053 | TCPIP_DLMS | GSM | Feeder | 4359 | 314 | Amul Express Feeder | 288054 | 220/22 KV NALASOPARA EHVT
17270796 | DLMS-LnT | 053 | TCPIP_DLMS | GSM | Feeder | 4359 | 320 | 22 KV SANTOSH BHUVAN | 288054 | 220/22 KV NALASOPARA EHVT
XD448474 | DLMS-Secure | 055 | TCPIP_DLMS | GSM | Feeder | 4359 | 302 | 22 KV KAMAN FEEDER | 283525 | 22/22 KV POMAN SWITCHING
XD448458 | DLMS-Secure | 055 | TCPIP_DLMS | GSM | Feeder | 4359 | 303 | 22 KV POMAN FEEDER | 283525 | 22/22 KV POMAN SWITCHING
X1095234 | DLMS-Secure | 055 | TCPIP_DLMS | GSM | Feeder | 4359 | 301 | 22KV HEERA FEEDER | 283501 | 22/22 KV AGRAWAL SW/ST
X1095232 | DLMS-Secure | 055 | TCPIP_DLMS | GSM | Feeder | 4359 | 303 | 22KV COSMOS FEEDER | 283501 | 22/22 KV AGRAWAL SW/ST
X1095395 | DLMS-Secure | 055 | TCPIP_DLMS | GSM | Feeder | 4359 | 305 | FEEDER NO. 5 | 286010 | 100/22 KV VASAI EHVT
X1095398 | DLMS-Secure | 055 | TCPIP_DLMS | GSM | Feeder | 4359 | 302 | 22KV SATIVALI FEEDER | 286010 | 100/22 KV VASAI EHVT
X1095400 | DLMS-Secure | 055 | TCPIP_DLMS | GSM | Feeder | 4359 | 312 | 22KV INDUSTRIAL (NAVGHAR) | 286010 | 100/22 KV VASAI EHVT
X1095406 | DLMS-Secure | 055 | TCPIP_DLMS | GSM | Feeder | 4359 | 303 | 22KV TUNGARESHWAR-HIGHWAY FEEDER | 283506 | 22/22 KV NAIKPADA (WALIV) SW/ST
X1095408 | DLMS-Secure | 055 | TCPIP_DLMS | GSM | Feeder | 4359 | 302 | 22KV KOLHI FEEDER | 283506 | 22/22 KV NAIKPADA (WALIV) SW/ST
X1960227 | DLMS-Secure | 055 | TCPIP_DLMS | GSM | Feeder | 4359 | 316 | 316-NAVGHAR OUTGOING | 286010 | 100/22 KV VASAI EHVT
19858719 | DLMS-LnT | 053 | TCPIP_DLMS | GSM | Feeder | 4359 | 310 | MANVELPADA VIRAR EAST | 286010 | 100/22 KV VASAI EHVT
X1960226 | DLMS-Secure | 055 | TCPIP_DLMS | GSM | Feeder | 4359 | 304 | RAILWAY CARSHED VIRAR WEST | 286010 | 100/22 KV VASAI EHVT
19858737 | DLMS-LnT | 053 | TCPIP_DLMS | GSM | Feeder | 4359 | 308 | 22 KV ACHOLE FEEDER NO.8 | 286010 | 100/22 KV VASAI EHVT
19270872 | DLMS-LnT | 053 | TCPIP_DLMS | GSM | Feeder | 4341 | 304 | 22 KV COURT | 358071 | 22/22 KV PARNAKA SWITCHING STATION
19858721 | DLMS-LnT | 053 | TCPIP_DLMS | GSM | Feeder | 4341 | 352 | VASAI | 283210 | 22/22KV PAPDI SWITCHING
19645934 | DLMS-LnT | 053 | TCPIP_DLMS | GSM | Feeder | 4341 | 354 | SANDOR | 283210 | 22/22KV PAPDI SWITCHING
XB451888 | DLMS-Secure | 055 | TCPIP_DLMS | GSM | Feeder | 4341 | 358 | GIRIJ | 283210 | 22/22KV PAPDI SWITCHING
19858716 | DLMS-LnT | 053 | TCPIP_DLMS | GSM | Feeder | 4341 | 356 | SAIBABA | 283210 | 22/22KV PAPDI SWITCHING
19217388 | DLMS-LnT | 053 | TCPIP_DLMS | GSM | Feeder | 4341 | 303 | 22 KV PARNAKA | 358071 | 22/22 KV PARNAKA SWITCHING STATION
20233049 | DLMS-LnT | 053 | TCPIP_DLMS | GSM | Feeder | 4341 | 353 | NAIGAON | 283210 | 22/22KV PAPDI SWITCHING
19858734 | DLMS-LnT | 053 | TCPIP_DLMS | GSM | Feeder | 4341 | 357 | MULGAON | 283210 | 22/22KV PAPDI SWITCHING
00308606 | DLMS-HPL | 076 | TCPIP_DLMS | GSM | Feeder | 4341 | 355 | DATTANI | 283210 | 22/22KV PAPDI SWITCHING
19270864 | DLMS-LnT | 053 | TCPIP_DLMS | GSM | Feeder | 4341 | 301 | 22 KV G.G COLLAGE FEEDER | 358071 | 22/22 KV PARNAKA SWITCHING STATION
19217395 | DLMS-LnT | 053 | TCPIP_DLMS | GSM | Feeder | 4341 | 302 | 22 KV TAMTALAV | 358071 | 22/22 KV PARNAKA SWITCHING STATION
19858738 | DLMS-LnT | 053 | TCPIP_DLMS | GSM | Feeder | 4341 | 351 | UMELA | 283210 | 22/22KV PAPDI SWITCHING
X0399772 | DLMS-Secure | 055 | TCPIP_DLMS | GSM | Feeder | 4697 | 304 | STATION ROAD | 283507 | SUNCITY SWITCHING SUBSTATION
X1095262 | DLMS-Secure | 055 | TCPIP_DLMS | GSM | Feeder | 4697 | 302 | SUNCITY | 283507 | SUNCITY SWITCHING SUBSTATION
X1095263 | DLMS-Secure | 055 | TCPIP_DLMS | GSM | Feeder | 4697 | 303 | CHULNA ROAD | 283507 | SUNCITY SWITCHING SUBSTATION
X1095261 | DLMS-Secure | 055 | TCPIP_DLMS | GSM | Feeder | 4697 | 301 | GASS FEEDER | 283507 | SUNCITY SWITCHING SUBSTATION
X1095287 | DLMS-Secure | 055 | TCPIP_DLMS | GSM | Feeder | 4158 | 307 | ESSEL PROPACK EXPRESS | 283516 | 22/22 KV COCA COLA S/W STATION
X2153019 | DLMS-Secure | 055 | TCPIP_DLMS | GSM | Feeder | 4158 | 822 | 220 KV INOX | 288069 | 220/33/22 KV BHAVEGHAR S/STN
X1291751 | DLMS-Secure | 055 | TCPIP_DLMS | GSM | Feeder | 4158 | 302 | 22 KV GORHA FEEDER | 353034 | 22/22 KV KHARIWALI SWITCHING STATION(SSMR)
XE483196 | DLMS-Secure | 055 | TCPIP_DLMS | GSM | Feeder | 4158 | 303 | 22 KV BHARAT FERTILIZER FEEDER | 353034 | 22/22 KV KHARIWALI SWITCHING STATION(SSMR)
X1291747 | DLMS-Secure | 055 | TCPIP_DLMS | GSM | Feeder | 4158 | 301 | 22 KV KHARIWALI FEEDER | 353034 | 22/22 KV KHARIWALI SWITCHING STATION(SSMR)
X2044753 | DLMS-Secure | 055 | TCPIP_DLMS | GSM | Feeder | 4158 | 305 | 22 KV KHARIWALI FEEDER | 283516 | 22/22 KV COCA COLA S/W STATION
14023588 | LnT | 053 | TCPIP_LnT_9600 | GSM | Feeder | 4158 | 302 | 22 KV WADAVALI | 283519 | 22/22 KV ASPEE SW/STN
X0399817 | DLMS-Secure | 055 | TCPIP_DLMS | GSM | Feeder | 4158 | 303 | 22 KV INDUSTRIAL FEEDER | 288055 | 220/22 KV WADA SUBSTN
X0399722 | DLMS-Secure | 055 | TCPIP_DLMS | GSM | Feeder | 4158 | 310 | 22 KV KHUPARI FEEDER | 288055 | 220/22 KV WADA SUBSTN
X0399745 | DLMS-Secure | 055 | TCPIP_DLMS | GSM | Feeder | 4158 | 307 | 22 KV BOKADIA FEEDER | 288055 | 220/22 KV WADA SUBSTN
X0399683 | DLMS-Secure | 055 | TCPIP_DLMS | GSM | Feeder | 4158 | 301 | 22 KV AMBADI FEEDER | 288055 | 220/22 KV WADA SUBSTN
X0399718 | DLMS-Secure | 055 | TCPIP_DLMS | GSM | Feeder | 4158 | 311 | 22 KV TUSA FEEDER | 288055 | 220/22 KV WADA SUBSTN
X0399685 | DLMS-Secure | 055 | TCPIP_DLMS | GSM | Feeder | 4158 | 308 | 22 KV VARALA FEEDER | 288055 | 220/22 KV WADA SUBSTN
X0399686 | DLMS-Secure | 055 | TCPIP_DLMS | GSM | Feeder | 4158 | 302 | 22 KV PALSAI | 288069 | 220/33/22 KV BHAVEGHAR S/STN
X0399813 | DLMS-Secure | 055 | TCPIP_DLMS | GSM | Feeder | 4158 | 301 | 22 KV VASURI | 288069 | 220/33/22 KV BHAVEGHAR S/STN
X0399744 | DLMS-Secure | 055 | TCPIP_DLMS | GSM | Feeder | 4158 | 313 | 22 KV KHANIWALI FEEDER | 288055 | 220/22 KV WADA SUBSTN
X0399684 | DLMS-Secure | 055 | TCPIP_DLMS | GSM | Feeder | 4158 | 314 | 22 KV WADA | 288055 | 220/22 KV WADA SUBSTN
X0399815 | DLMS-Secure | 055 | TCPIP_DLMS | GSM | Feeder | 4158 | 302 | 22 KV KALAMBHA FEEDER | 288055 | 220/22 KV WADA SUBSTN
18205082 | DLMS-LnT | 053 | TCPIP_DLMS | GSM | Feeder | 4158 | 302 | 22 KV VISTAR EXPRESS FEEDER | 283517 | 22/22 KV ABITGHAR S/W STATION
13078176 | LnT | 053 | TCPIP_LnT_9600 | GSM | Feeder | 4158 | 303 | 22 KV TANASA FEEDER | 283519 | 22/22 KV ASPEE SW/STN
MSB10329 | Secure | 055 | TCPIP_Secure | GSM | Feeder | 4158 | 304 | 22 KV PRIYADARSHANI FEEDER | 283516 | 22/22 KV COCA COLA S/W STATION
MSP41754 | Secure | 055 | TCPIP_Secure | GSM | Feeder | 4158 | 303 | 22KV ONIDA FEEDER | 283516 | 22/22 KV COCA COLA S/W STATION
MSP41751 | Secure | 055 | TCPIP_Secure | GSM | Feeder | 4158 | 301 | 22KV CHINCHGHAR FEEDER | 283516 | 22/22 KV COCA COLA S/W STATION
14023575 | LnT | 053 | TCPIP_LnT_9600 | GSM | Feeder | 4158 | 304 | 22 KV MUSARNE FEEDER | 283519 | 22/22 KV ASPEE SW/STN
13078164 | LnT | 053 | TCPIP_LnT_9600 | GSM | Feeder | 4158 | 307 | 22 KV ZIDAKE FEEDER | 283519 | 22/22 KV ASPEE SW/STN
X0399687 | DLMS-Secure | 055 | TCPIP_DLMS | GSM | Feeder | 4158 | 306 | 22 KV MSRM FEEDER | 288055 | 220/22 KV WADA SUBSTN
X0399814 | DLMS-Secure | 055 | TCPIP_DLMS | GSM | Feeder | 4158 | 309 | 22 KV ABITGHAR FEEDER | 288055 | 220/22 KV WADA SUBSTN
X0399801 | DLMS-Secure | 055 | TCPIP_DLMS | GSM | Feeder | 4158 | 304 | 22KV VAISHNAV FEEDER | 288069 | 220/33/22 KV BHAVEGHAR S/STN
13078184 | LnT | 053 | TCPIP_LnT_9600 | GSM | Feeder | 4158 | 301 | 22 KV DAKIWALI INDUSTRIAL | 283519 | 22/22 KV ASPEE SW/STN
13020353 | LnT | 053 | TCPIP_LnT_9600 | GSM | Feeder | 4158 | 303 | 22 KV TILGAON FEEDER DDF | 283517 | 22/22 KV ABITGHAR S/W STATION
X1960228 | DLMS-Secure | 055 | TCPIP_DLMS | GSM | Feeder | 4158 | 315 | MIDC Express | 288055 | 220/22 KV WADA SUBSTN
MSP41755 | Secure | 055 | TCPIP_Secure | GSM | Feeder | 4158 | 302 | 22KV COCACOLA EXPRESS | 283516 | 22/22 KV COCA COLA S/W STATION
08024149 | DLMS-Genus | 065 | TCPIP_DLMS | GSM | Feeder | 4158 | 306 | 22KV HIL EXPRESS | 283519 | 22/22 KV ASPEE SW/STN
08024131 | DLMS-Genus | 065 | TCPIP_DLMS | GSM | Feeder | 4158 | 305 | 22 KV BHARATIYA FEEDER | 283519 | 22/22 KV ASPEE SW/STN
X0399798 | DLMS-Secure | 055 | TCPIP_DLMS | GSM | Feeder | 4158 | 320 | 22KV SYNERGIYA | 288055 | 220/22 KV WADA SUBSTN
X0399721 | DLMS-Secure | 055 | TCPIP_DLMS | GSM | Feeder | 4158 | 312 | 22 KV GAURDIAN CASTING FEEDER | 288055 | 220/22 KV WADA SUBSTN
X1095288 | DLMS-Secure | 055 | TCPIP_DLMS | GSM | Feeder | 4158 | 301 | 22KV SUN SHINE EXPRESS FEEDER | 283517 | 22/22 KV ABITGHAR S/W STATION
X1095289 | DLMS-Secure | 055 | TCPIP_DLMS | GSM | Feeder | 4158 | 306 | 22 KV DHODIA EXPRESS | 283516 | 22/22 KV COCA COLA S/W STATION
X1291748 | DLMS-Secure | 055 | TCPIP_DLMS | GSM | Feeder | 4158 | 305 | ANJ TRUNKEY EXPRESS FEEDER | 353034 | 22/22 KV KHARIWALI SWITCHING STATION(SSMR)
X0398612 | DLMS-Secure | 055 | TCPIP_DLMS | GSM | Feeder | 4158 | 310 | 22 KV KHINDPADA FEEDER | 283516 | 22/22 KV COCA COLA S/W STATION
X0399682 | DLMS-Secure | 055 | TCPIP_DLMS | GSM | Feeder | 4158 | 304 | 22 KV PARALI FEEDER | 288055 | 220/22 KV WADA SUBSTN
19253774 | DLMS-LnT | 053 | TCPIP_DLMS | GSM | Feeder | 4867 | 303 | 22KV LOTUS FEEDER
19253766 | DLMS-LnT | 053 | TCPIP_DLMS | GSM | Feeder | 4867 | 306 | 22 KV YASHWANT VIVA TOWNSHIP
19253756 | DLMS-LnT | 053 | TCPIP_DLMS | GSM | Feeder | 4867 | 304 | 22KV SAILEELA FEEDER
XD596069 | DLMS-Secure | 055 | TCPIP_DLMS | GSM | Feeder | 4867 | 307 | ACHOLE DEV PVT LTD
19111785 | DLMS-LnT | 053 | TCPIP_DLMS | GSM | Feeder | 4867 | 305 | 22KV DWARKA FEEDER
14023587 | LnT | 053 | TCPIP_LnT_9600 | GSM | Feeder | 4375 | 305 | STATION FEEDER | 283518 | 22/22kv Nalasopara west switching
13073304 | LnT | 053 | TCPIP_LnT_9600 | GSM | Feeder | 4375 | 306 | SOPARA | 283518 | 22/22kv Nalasopara west switching
14023568 | LnT | 053 | TCPIP_LnT_9600 | GSM | Feeder | 4375 | 302 | UMRALA | 283518 | 22/22kv Nalasopara west switching
14023583 | LnT | 053 | TCPIP_LnT_9600 | GSM | Feeder | 4375 | 308 | CHEDDANAGAR | 283518 | 22/22kv Nalasopara west switching
13078178 | LnT | 053 | TCPIP_LnT_9600 | GSM | Feeder | 4375 | 303 | SRIPRASTHA | 283518 | 22/22kv Nalasopara west switching
13078188 | LnT | 053 | TCPIP_LnT_9600 | GSM | Feeder | 4375 | 301 | NIRMAL | 283518 | 22/22kv Nalasopara west switching
12627846 | DLMS-LnT | 053 | TCPIP_DLMS | GSM | Feeder | 4706 | 302 | PAROL OUTGOING | 283510 | 22/22 KV Parol Swiching
X1095177 | DLMS-Secure | 055 | TCPIP_DLMS | GSM | Feeder | 4706 | 301 | SHIRSAD FEEDER | 283092 | NARANGI
X1095178 | DLMS-Secure | 055 | TCPIP_DLMS | GSM | Feeder | 4706 | 306 | RAILWAY VIRAR EAST | 283092 | NARANGI
XD448469 | DLMS-Secure | 055 | TCPIP_DLMS | GSM | Feeder | 4706 | 301 | 22/22KV KOPARI FEEDER | 353028 | 22/22 KV SHIRGAON SWITCHING STATION
XD448464 | DLMS-Secure | 055 | TCPIP_DLMS | GSM | Feeder | 4706 | 303 | 22/22KV VAITARNA FEEDER | 353028 | 22/22 KV SHIRGAON SWITCHING STATION
XD448468 | DLMS-Secure | 055 | TCPIP_DLMS | GSM | Feeder | 4706 | 302 | 22/22KV VIVA COLLEGE FEEDER | 353028 | 22/22 KV SHIRGAON SWITCHING STATION
12626555 | DLMS-LnT | 053 | TCPIP_DLMS | GSM | Feeder | 4706 | 303 | KHANIWADE | 283510 | 22/22 KV Parol Swiching
12628571 | DLMS-LnT | 053 | TCPIP_DLMS | GSM | Feeder | 4706 | 301 | VAJRESHWARI | 283510 | 22/22 KV Parol Swiching
X0399680 | DLMS-Secure | 055 | TCPIP_DLMS | GSM | Feeder | 4706 | 303 | VIRAR -W- FEEDER | 283092 | NARANGI
X1095308 | DLMS-Secure | 055 | TCPIP_DLMS | GSM | Feeder | 4706 | 304 | VIRAR EAST FEEDER | 283092 | NARANGI
12628213 | DLMS-LnT | 053 | TCPIP_DLMS | GSM | Feeder | 4464 | 303 | MHADA OUTGOING 1 | 283520 | 22/22KV MHADA SWITCHING STATION
16057412 | LnT | 053 | TCPIP_LnT_9600 | GSM | Feeder | 4464 | 304 | ARNALA 2 | 283109 | 22 KV GLOBAL CITY
12626706 | DLMS-LnT | 053 | TCPIP_DLMS | GSM | Feeder | 4464 | 301 | 22 KV ARNALA-I | 283096 | 22/22 Agashi switching stn.
12626406 | DLMS-LnT | 053 | TCPIP_DLMS | GSM | Feeder | 4464 | 310 | MHADA OUTGOING 4 | 283520 | 22/22KV MHADA SWITCHING STATION
12628039 | DLMS-LnT | 053 | TCPIP_DLMS | GSM | Feeder | 4464 | 305 | MHADA OUTGOING 2 | 283520 | 22/22KV MHADA SWITCHING STATION
12626391 | DLMS-LnT | 053 | TCPIP_DLMS | GSM | Feeder | 4464 | 309 | MHADA OUTGOING 3 | 283520 | 22/22KV MHADA SWITCHING STATION
12627828 | DLMS-LnT | 053 | TCPIP_DLMS | GSM | Feeder | 4464 | 304 | VIRAT & YASHWANT NAGAR | 283520 | 22/22KV MHADA SWITCHING STATION
13020378 | LnT | 053 | TCPIP_LnT_9600 | GSM | Feeder | 4464 | 302 | Y.K.NAGAR | 283109 | 22 KV GLOBAL CITY
08025488 | DLMS-Genus | 065 | TCPIP_DLMS | GSM | Feeder | 4464 | 303 | 22 KV WATAR FEEDER | 283096 | 22/22 Agashi switching stn.
12626388 | DLMS-LnT | 053 | TCPIP_DLMS | GSM | Feeder | 4464 | 306 | MHADA OUTGOING 5 | 283520 | 22/22KV MHADA SWITCHING STATION
18048748 | DLMS-LnT | 053 | TCPIP_DLMS | GSM | Feeder | 4464 | 308 | MHADA OUTGOING 6 | 283520 | 22/22KV MHADA SWITCHING STATION
08025486 | DLMS-Genus | 065 | TCPIP_DLMS | GSM | Feeder | 4464 | 302 | 22KV AGASHI | 283096 | 22/22 Agashi switching stn.
13020347 | LnT | 053 | TCPIP_LnT_9600 | GSM | Feeder | 4464 | 305 | HDIL RESIDENCY PARK | 283109 | 22 KV GLOBAL CITY
13020367 | LnT | 053 | TCPIP_LnT_9600 | GSM | Feeder | 4464 | 303 | GLOBAL CITY | 283109 | 22 KV GLOBAL CITY
13073303 | LnT | 053 | TCPIP_LnT_9600 | GSM | Feeder | 4464 | 301 | VIRAR WEST-2 | 283109 | 22 KV GLOBAL CITY
12626398 | DLMS-LnT | 053 | TCPIP_DLMS | GSM | Feeder | 4464 | 307 | M.B.ESTATE | 283520 | 22/22KV MHADA SWITCHING STATION
MSP35789 | Secure | 055 | TCPIP_Secure | GSM | Feeder | 4177 | 203 | 11KV KAPARE | 234070 | BHOM Sub-station
MSP35792 | Secure | 055 | TCPIP_Secure | GSM | Feeder | 4177 | 202 | 11 KV BHOM | 234070 | BHOM Sub-station
XB405569 | DLMS-Secure | 055 | TCPIP_DLMS | GSM | Feeder | 4177 | 202 | 11 KV Shirgaon | 234034 | SHIRGAON PIMPLI BK
17086342 | DLMS-LnT | 053 | TCPIP_DLMS | GSM | Feeder | 4177 | 204 | 11 KV Waghivare | 234062 | MARGTHMANE
MSU12283 | Secure | 055 | TCPIP_Secure | GSM | Feeder | 4177 | 202 | 11 KV GUDHE | 234062 | MARGTHMANE
XB405567 | DLMS-Secure | 055 | TCPIP_DLMS | GSM | Feeder | 4177 | 201 | 11 KV Kolkewadi | 234034 | SHIRGAON PIMPLI BK
17271784 | LnT | 053 | TCPIP_LnT_9600 | GSM | Feeder | 4177 | 203 | 11 KV TALAWALI | 234062 | MARGTHMANE
XB405565 | DLMS-Secure | 055 | TCPIP_DLMS | GSM | Feeder | 4177 | 203 | 11 KV Khadpoli | 234034 | SHIRGAON PIMPLI BK
MSP35783 | Secure | 055 | TCPIP_Secure | GSM | Feeder | 4177 | 201 | 11 KV POSARE | 234070 | BHOM Sub-station
MSU12234 | Secure | 055 | TCPIP_Secure | GSM | Feeder | 4177 | 201 | 11 KV MALGHAR | 234062 | MARGTHMANE
MSE86572 | Secure | 055 | TCPIP_Secure | GSM | Feeder | 4176 | 202 | 11 KV MILK SCHEME | 234054 | KHERDI
MSE86602 | Secure | 055 | TCPIP_Secure | GSM | Feeder | 4176 | 203 | 11 KV MIDC CHIPLUN | 234054 | KHERDI
00306913 | DLMS-HPL | 076 | TCPIP_DLMS | GSM | Feeder | 4176 | 202 | 11 KV CHIPLUN | 234051 | CHIPLUN
14046402 | LnT | 053 | TCPIP_LnT_9600 | GSM | Feeder | 4176 | 202 | 11 KV PETHMAP | 234033 | Muradpur
00306820 | DLMS-HPL | 076 | TCPIP_DLMS | GSM | Feeder | 4176 | 201 | 11 KV WATER SUPPLY CHIPLUN | 234054 | KHERDI
14046410 | LnT | 053 | TCPIP_LnT_9600 | GSM | Feeder | 4176 | 201 | 11 kv KALUSTE | 234033 | Muradpur
00307114 | DLMS-HPL | 076 | TCPIP_DLMS | GSM | Feeder | 4176 | 205 | 11KV Govalkot | 234051 | CHIPLUN
00307781 | DLMS-HPL | 076 | TCPIP_DLMS | GSM | Feeder | 4176 | 201 | 11 KV HIGHWAY FEDDER | 234051 | CHIPLUN
MSE86577 | Secure | 055 | TCPIP_Secure | GSM | Feeder | 4176 | 204 | 11 KV DHAMNAND | 234054 | KHERDI
00307172 | DLMS-HPL | 076 | TCPIP_DLMS | GSM | Feeder | 4176 | 204 | 11 KV KAMTHE | 234051 | CHIPLUN
XF459975 | DLMS-Secure | 055 | TCPIP_DLMS | GSM | Feeder | 4176 | 206 | KHERDI SOLAR | 234054 | KHERDI
14046372 | LnT | 053 | TCPIP_LnT_9600 | GSM | Feeder | 4176 | 204 | 11 KV CHINCHNAKA | 234033 | Muradpur
14046369 | LnT | 053 | TCPIP_LnT_9600 | GSM | Feeder | 4176 | 203 | 11 KV KARAD ROAD | 234033 | Muradpur
XB407470 | DLMS-Secure | 055 | TCPIP_DLMS | GSM | Feeder | 4176 | 402 | 33 KV WALOPE WATER SUPPLY | 234051 | CHIPLUN
MSE86409 | Secure | 055 | TCPIP_Secure | GSM | Feeder | 4176 | 408 | 33 kv 3 M Paper Mill | 234054 | KHERDI
00307788 | DLMS-HPL | 076 | TCPIP_DLMS | GSM | Feeder | 4176 | 203 | 11 KV Maldoli | 234051 | CHIPLUN
12559565 | DLMS-LnT | 053 | TCPIP_DLMS | GSM | Feeder | 4179 | 201 | Nirmiti | 234067 | VELNESHWAR
00306911 | DLMS-HPL | 076 | TCPIP_DLMS | GSM | Feeder | 4179 | 205 | 11 KV Pawar Sakhari | 234055 | SHRINGARTALI
00219874 | DLMS-HPL | 076 | TCPIP_DLMS | GSM | Feeder | 4179 | 202 | 11 kv palshet | 234055 | SHRINGARTALI
MSE86400 | Secure | 055 | TCPIP_Secure | GSM | Feeder | 4179 | 203 | 11 KV ABALOLI | 234055 | SHRINGARTALI
X1237139 | DLMS-Secure | 055 | TCPIP_DLMS | GSM | Feeder | 4179 | 204 | 11 KV NAGZARI | 234067 | VELNESHWAR
X0401124 | DLMS-Secure | 055 | TCPIP_DLMS | GSM | Feeder | 4179 | 203 | M.P. COLLEGE | 234067 | VELNESHWAR
X0401123 | DLMS-Secure | 055 | TCPIP_DLMS | GSM | Feeder | 4179 | 202 | Vadadai | 234067 | VELNESHWAR
XB410263 | DLMS-Secure | 055 | TCPIP_DLMS | GSM | Feeder | 4179 | 202 | KAJURLI | 234099 | SHIVANE
XB410750 | DLMS-Secure | 055 | TCPIP_DLMS | GSM | Feeder | 4179 | 201 | AWARE | 234099 | SHIVANE
MSB11306 | Secure | 055 | TCPIP_Secure | GSM | Feeder | 4179 | 203 | ABLOLI | 234059 | ABLOLI
MSE86489 | Secure | 055 | TCPIP_Secure | GSM | Feeder | 4179 | 201 | 11KV SHEER | 234059 | ABLOLI
MSE86562 | Secure | 055 | TCPIP_Secure | GSM | Feeder | 4179 | 202 | 11KV PADAVE | 234059 | ABLOLI
00466550 | DLMS-HPL | 076 | TCPIP_DLMS | GSM | Feeder | 4179 | 201 | 11 KV GUHAGAR | 234055 | SHRINGARTALI
XB489339 | DLMS-Secure | 055 | TCPIP_DLMS | GSM | Feeder | 4179 | 202 | ASGOLI | 234098 | GUHAGAR
00466544 | DLMS-HPL | 076 | TCPIP_DLMS | GSM | Feeder | 4179 | 204 | 11 kv margtamhne | 234055 | SHRINGARTALI
XB489345 | DLMS-Secure | 055 | TCPIP_DLMS | GSM | Feeder | 4179 | 201 | GUHAGAR BAJARPETH | 234098 | GUHAGAR
MSB10110 | Secure | 055 | TCPIP_Secure | GSM | Feeder | 4717 | 201 | 11KV SAWARDA | 234060 | SAWARDA
06599113 | LnT | 053 | TCPIP_LNT | GSM | Feeder | 4717 | 201 | 11KV WADADE | 234068 | TURAMBHAV
08024078 | DLMS-Genus | 065 | TCPIP_DLMS | GSM | Feeder | 4717 | 205 | 11 KV DURGWADI | 234060 | SAWARDA
X0402913 | DLMS-Secure | 055 | TCPIP_DLMS | GSM | Feeder | 4717 | 204 | 11KV Sanvi Express | 234060 | SAWARDA
06599115 | LnT | 053 | TCPIP_LNT | GSM | Feeder | 4717 | 202 | 11KV AGAVE | 234060 | SAWARDA
12626465 | DLMS-LnT | 053 | TCPIP_DLMS | GSM | Feeder | 4717 | 202 | 11KV TURAMBAV | 234068 | TURAMBHAV
17271786 | DLMS-LnT | 053 | TCPIP_DLMS | GSM | Feeder | 4178 | 201 | DAPOLI URBAN FEEDER | 234053 | 33/11KV DAPOLI S/STN
X1237144 | DLMS-Secure | 055 | TCPIP_DLMS | GSM | Feeder | 4178 | 208 | 11KV KALKAI KOND | 234053 | 33/11KV DAPOLI S/STN
08024085 | DLMS-Genus | 065 | TCPIP_DLMS | GSM | Feeder | 4178 | 209 | 11KV GIMHAVNE | 234053 | 33/11KV DAPOLI S/STN
XG497055 | DLMS-Secure | 055 | TCPIP_DLMS | GSM | Feeder | 4178 | 207 | 11KV KOKAN KRISHI VIDYAPEETH | 234053 | 33/11KV DAPOLI S/STN
X0402765 | DLMS-Secure | 055 | TCPIP_DLMS | GSM | Feeder | 4178 | 201 | VANOSHI FEEDER | 234064 | 33/11KV VANOSHI S/STN
12626494 | DLMS-LnT | 053 | TCPIP_DLMS | GSM | Feeder | 4178 | 202 | KOLTHARE | 234064 | 33/11KV VANOSHI S/STN
XE482101 | DLMS-Secure | 055 | TCPIP_DLMS | GSM | Feeder | 4178 | 206 | BURONDI | 234053 | 33/11KV DAPOLI S/STN
XB410256 | DLMS-Secure | 055 | TCPIP_DLMS | GSM | Feeder | 4178 | 205 | DABHOL | 234053 | 33/11KV DAPOLI S/STN
MSB11355 | Secure | 055 | TCPIP_Secure | GSM | Feeder | 4178 | 201 | 11KV ANJARLE FEEDER | 234008 | 33/11KV HARNAI-ADKHAL S/STN
XB410749 | DLMS-Secure | 055 | TCPIP_DLMS | GSM | Feeder | 4178 | 202 | WAKWALI | 234053 | 33/11KV DAPOLI S/STN
MPU07062 | Secure | 055 | TCPIP_Secure | GSM | Feeder | 4178 | 203 | 11 KV HARNAI FEEDER | 234008 | 33/11KV HARNAI-ADKHAL S/STN
MSB11354 | Secure | 055 | TCPIP_Secure | GSM | Feeder | 4178 | 202 | 11 KV ASUD FEEDER | 234008 | 33/11KV HARNAI-ADKHAL S/STN
03004149 | Genus | 065 | TCPIP_Genus | GSM | Feeder | 4178 | 203 | HARNAI | 234053 | 33/11KV DAPOLI S/STN
03004144 | Genus | 065 | TCPIP_Genus | GSM | Feeder | 4178 | 204 | MANDANGAD FEEDER | 234053 | 33/11KV DAPOLI S/STN
XC458672 | DLMS-Secure | 055 | TCPIP_DLMS | GSM | Feeder | 4761 | 204 | 11KV UNHAVRE FEEDER | 234063 | FANASU
MSE86421 | Secure | 055 | TCPIP_Secure | GSM | Feeder | 4761 | 201 | 11KV DABHIL | 234063 | FANASU
MSE86351 | Secure | 055 | TCPIP_Secure | GSM | Feeder | 4761 | 203 | 11KV WAKAVALI | 234063 | FANASU
14197633 | LnT | 053 | TCPIP_LnT_9600 | GSM | Feeder | 4761 | 202 | 11KV PALAVANI | 234061 | KUDAWALE
XG496770 | DLMS-Secure | 055 | TCPIP_DLMS | GSM | Feeder | 4761 | 204 | MUKHYAMANTRI SAUR KRISHI VAHINI | 234061 | KUDAWALE
MSE86348 | Secure | 055 | TCPIP_Secure | GSM | Feeder | 4761 | 202 | 11KV BHADAVALE | 234063 | FANASU
X0402893 | DLMS-Secure | 055 | TCPIP_DLMS | GSM | Feeder | 4761 | 203 | 11KV KHERDI | 234061 | KUDAWALE
00466716 | DLMS-HPL | 076 | TCPIP_DLMS | GSM | Feeder | 4761 | 201 | 11KV ANJARLE | 234061 | KUDAWALE
X0333347 | DLMS-Secure | 055 | TCPIP_DLMS | GSM | Feeder | 4761 | 205 | 11KV PALAVNI NEW | 234061 | KUDAWALE
MSB10116 | Secure | 055 | TCPIP_Secure | GSM | Feeder | 4180 | 203 | 11 KV NATUNAGAR | 234052 | 33/11 KV KHED SUBSTATION
MSE86571 | Secure | 055 | TCPIP_Secure | GSM | Feeder | 4180 | 202 | 11 KV BHARANE | 234052 | 33/11 KV KHED SUBSTATION
00466546 | DLMS-HPL | 076 | TCPIP_DLMS | GSM | Feeder | 4180 | 204 | 11 KV DAPOLI | 234052 | 33/11 KV KHED SUBSTATION
MSE86620 | Secure | 055 | TCPIP_Secure | GSM | Feeder | 4180 | 206 | 11 KV SHIVAJINAGAR | 234052 | 33/11 KV KHED SUBSTATION
00307270 | DLMS-HPL | 076 | TCPIP_DLMS | GSM | Feeder | 4180 | 205 | 11 KV KHADIPATTA | 234052 | 33/11 KV KHED SUBSTATION
08023142 | DLMS-Genus | 065 | TCPIP_DLMS | GSM | Feeder | 4180 | 207 | SHIVTAR | 234052 | 33/11 KV KHED SUBSTATION
MSE86370 | Secure | 055 | TCPIP_Secure | GSM | Feeder | 4180 | 201 | 11 KV KHED | 234052 | 33/11 KV KHED SUBSTATION
X0402896 | DLMS-Secure | 055 | TCPIP_DLMS | GSM | Feeder | 4762 | 204 | LAVEL | 234058 | 33/11 KV LOTE
MSE86425 | Secure | 055 | TCPIP_Secure | GSM | Feeder | 4762 | 202 | 11 KV KOREGAON | 234066 | 33/11 KV RAJWEL SUBSTATION
MSE86422 | Secure | 055 | TCPIP_Secure | GSM | Feeder | 4762 | 201 | BHAIRAVALI | 234066 | 33/11 KV RAJWEL SUBSTATION
12023271 | LnT | 053 | TCPIP_LnT_9600 | GSM | Feeder | 4762 | 408 | 33 KV EXCEL FEEDER | 234058 | 33/11 KV LOTE
XB410255 | DLMS-Secure | 055 | TCPIP_DLMS | GSM | Feeder | 4762 | 202 | 11 KV AYANI | 234072 | 33/11 KV LAVEL
X1095206 | DLMS-Secure | 055 | TCPIP_DLMS | GSM | Feeder | 4762 | 405 | 33KV TATA FEEDER | 234058 | 33/11 KV LOTE
XB410739 | DLMS-Secure | 055 | TCPIP_DLMS | GSM | Feeder | 4762 | 101 | 11 KV LAVEL RURAL | 234072 | 33/11 KV LAVEL
08023140 | DLMS-Genus | 065 | TCPIP_DLMS | GSM | Feeder | 4762 | 404 | 33 KV SHREYASH FEEDER | 234058 | 33/11 KV LOTE
XB402929 | DLMS-Secure | 055 | TCPIP_DLMS | GSM | Feeder | 4762 | 206 | PARSHURAM | 234058 | 33/11 KV LOTE
00466723 | DLMS-HPL | 076 | TCPIP_Genus | GSM | Feeder | 4762 | 411 | 33KV U.S.V. | 234058 | 33/11 KV LOTE
19231248 | DLMS-LnT | 053 | TCPIP_DLMS | GSM | Feeder | 4762 | 203 | SHREYAS | 234058 | 33/11 KV LOTE
17223866 | DLMS-LnT | 053 | TCPIP_DLMS | GSM | Feeder | 4762 | 205 | LOTE MIDC | 234058 | 33/11 KV LOTE
Q0793007 | DLMS-Secure | 055 | TCPIP_DLMS | GSM | Feeder | 4762 | 202 | 11 KV SUPRIYA FEEDER | 234058 | 33/11 KV LOTE
MSE86392 | Secure | 055 | TCPIP_Secure | GSM | Feeder | 4762 | 201 | 11 KV GANESH FEEDER | 234058 | 33/11 KV LOTE
XB410726 | DLMS-Secure | 055 | TCPIP_DLMS | GSM | Feeder | 4181 | 201 | SONDEGHAR | 234071 | Visapur
00467040 | DLMS-HPL | 076 | TCPIP_DLMS | GSM | Feeder | 4181 | 203 | VELAS | 234069 | KERIL
00219669 | DLMS-HPL | 076 | TCPIP_DLMS | GSM | Feeder | 4181 | 204 | BANKOT | 234057 | MANDANGAD
XB410261 | DLMS-Secure | 055 | TCPIP_DLMS | GSM | Feeder | 4181 | 202 | JAMAGE | 234071 | Visapur
00466663 | DLMS-HPL | 076 | TCPIP_DLMS | GSM | Feeder | 4181 | 201 | Devhare | 234069 | KERIL
03004142 | Genus | 065 | TCPIP_Genus | GSM | Feeder | 4181 | 202 | PAT | 234057 | MANDANGAD
X0402914 | DLMS-Secure | 055 | TCPIP_DLMS | GSM | Feeder | 4181 | 202 | KELSHI | 234069 | KERIL
00466545 | DLMS-HPL | 076 | TCPIP_DLMS | GSM | Feeder | 4181 | 203 | MHAPRAL | 234057 | MANDANGAD
00307173 | DLMS-HPL | 076 | TCPIP_DLMS | GSM | Feeder | 4181 | 201 | MANDANGAD | 234057 | MANDANGAD
MSE86444 | Secure | 055 | TCPIP_Secure | GSM | Feeder | 4189 | 201 | PANGARI, DEVARUKH | 234009 | 33/11 kV Deorukh substation
17271978 | DLMS-LnT | 053 | TCPIP_DLMS | GSM | Feeder | 4189 | 203 | 11 KV BHOVADE | 234012 | 33/11 KV SAKHARAPA
MSE86449 | Secure | 055 | TCPIP_Secure | GSM | Feeder | 4189 | 206 | ADLER, DEVARUKH | 234009 | 33/11 kV Deorukh substation
MSE86335 | Secure | 055 | TCPIP_Secure | GSM | Feeder | 4189 | 202 | WANZOLE, DEVARUKH | 234009 | 33/11 kV Deorukh substation
MSE86588 | Secure | 055 | TCPIP_Secure | GSM | Feeder | 4189 | 204 | DEVARUKH, DEVARUKH | 234009 | 33/11 kV Deorukh substation
MSE86337 | Secure | 055 | TCPIP_Secure | GSM | Feeder | 4189 | 201 | 11 KV SAKHARAPA | 234012 | 33/11 KV SAKHARAPA
X0401062 | DLMS-Secure | 055 | TCPIP_DLMS | GSM | Feeder | 4189 | 205 | HARPUDE, DEVARUKH | 234009 | 33/11 kV Deorukh substation
MSE86467 | Secure | 055 | TCPIP_Secure | GSM | Feeder | 4189 | 201 | KOSUMB | 234050 | 33/11 KV SADAWALI
MSE86559 | Secure | 055 | TCPIP_Secure | GSM | Feeder | 4189 | 203 | ANGAWALI, DEVARUKH | 234009 | 33/11 kV Deorukh substation
X0401061 | DLMS-Secure | 055 | TCPIP_DLMS | GSM | Feeder | 4189 | 202 | 11 KV DABHOLE | 234012 | 33/11 KV SAKHARAPA
XB410743 | DLMS-Secure | 055 | TCPIP_DLMS | GSM | Feeder | 4572 | 203 | PUNAS, LANJA | 234017 | 33/11 KV SUB-STATION LANJA
00307267 | DLMS-HPL | 076 | TCPIP_DLMS | GSM | Feeder | 4572 | 201 | HARCHE | 234039 | 33/11 KV SATAVALI
XC446839 | DLMS-Secure | 055 | TCPIP_DLMS | GSM | Feeder | 4572 | 203 | AGAWE | 234039 | 33/11 KV SATAVALI
XB410725 | DLMS-Secure | 055 | TCPIP_DLMS | GSM | Feeder | 4572 | 204 | SATAWALI, LANJA | 234017 | 33/11 KV SUB-STATION LANJA
XB410730 | DLMS-Secure | 055 | TCPIP_Secure | GSM | Feeder | 4572 | 202 | KORLE, LANJA | 234017 | 33/11 KV SUB-STATION LANJA
17271882 | LnT | 053 | TCPIP_LnT_9600 | GSM | Feeder | 4572 | 204 | SHIRAVALI | 234018 | 33/11 KV SUB-STATION BHAMBED
04576317 | DLMS-Genus | 065 | TCPIP_DLMS | GSM | Feeder | 4572 | 203 | SHIPOSHI FEEDER | 234018 | 33/11 KV SUB-STATION BHAMBED
12626529 | LnT | 053 | TCPIP_LnT_9600 | GSM | Feeder | 4572 | 201 | WAKED, LANJA | 234017 | 33/11 KV SUB-STATION LANJA
X0402809 | DLMS-Secure | 055 | TCPIP_DLMS | GSM | Feeder | 4572 | 201 | BHAMBED, LANJA | 234018 | 33/11 KV SUB-STATION BHAMBED
X1237172 | DLMS-Secure | 055 | TCPIP_DLMS | GSM | Feeder | 4572 | 205 | LANJA CITY | 234017 | 33/11 KV SUB-STATION LANJA
MSE86396 | Secure | 055 | TCPIP_Secure | GSM | Feeder | 4572 | 202 | RINGANE, LANJA | 234018 | 33/11 KV SUB-STATION BHAMBED
XC447439 | DLMS-Secure | 055 | TCPIP_DLMS | GSM | Feeder | 4572 | 202 | KHAWADI | 234039 | 33/11 KV SATAVALI
MSE86344 | Secure | 055 | TCPIP_Secure | GSM | Feeder | 4191 | 202 | 11 KV BHALWALI | 234014 | 33/11KV DHARTALE S/STN.
00219864 | DLMS-HPL | 076 | TCPIP_DLMS | GSM | Feeder | 4191 | 203 | 11 KV GOTHANE | 234013 | 33/11KV RAJAPUR SUB. STN.
00220078 | DLMS-HPL | 076 | TCPIP_DLMS | GSM | Feeder | 4191 | 205 | 11 KV RAJAUR PACHAL C/O | 234013 | 33/11KV RAJAPUR SUB. STN.
XB489340 | DLMS-Secure | 055 | TCPIP_DLMS | GSM | Feeder | 4191 | 204 | 11 KV NATE | 234013 | 33/11KV RAJAPUR SUB. STN.
MSB10109 | DLMS-Secure | 055 | TCPIP_DLMS | GSM | Feeder | 4191 | 202 | 11KV ANSURE | 234015 | 33/11KV PADAVE SUB/STN
00307177 | DLMS-HPL | 076 | TCPIP_DLMS | GSM | Feeder | 4191 | 201 | 11 KV RAJAPUR | 234013 | 33/11KV RAJAPUR SUB. STN.
MSB10115 | Secure | 055 | TCPIP_Secure | GSM | Feeder | 4191 | 201 | 11 KV JAITAPUR | 234015 | 33/11KV PADAVE SUB/STN
XB489356 | DLMS-Secure | 055 | TCPIP_DLMS | GSM | Feeder | 4191 | 203 | 11 KV GOTHANE | 234013 | 33/11KV RAJAPUR SUB. STN.
XB489335 | DLMS-Secure | 055 | TCPIP_DLMS | GSM | Feeder | 4191 | 201 | 11 KV RAJAPUR | 234013 | 33/11KV RAJAPUR SUB. STN.
X0401122 | DLMS-Secure | 055 | TCPIP_DLMS | GSM | Feeder | 4763 | 201 | 11 KV KONDYE | 234020 | 33 KV KONDYE SUB STATION
X1083555 | DLMS-Secure | 055 | TCPIP_DLMS | GSM | Feeder | 4763 | 201 | 11 KV PACHAL | 234016 | 33 KV PACHAL
MSE86437 | Secure | 055 | TCPIP_Secure | GSM | Feeder | 4763 | 202 | SAGAVE | 234020 | 33 KV KONDYE SUB STATION
X0400934 | DLMS-Secure | 055 | TCPIP_DLMS | GSM | Feeder | 4763 | 203 | 11 KV HATIVALE | 234020 | 33 KV KONDYE SUB STATION
08023136 | DLMS-Genus | 065 | TCPIP_DLMS | GSM | Feeder | 4763 | 202 | 11 KV SONDAL | 234016 | 33 KV PACHAL
XB449681 | DLMS-Secure | 055 | TCPIP_DLMS | GSM | Feeder | 4763 | 203 | 11 KV OZAR FEEDER | 234075 | 33/11 KV ONI SUBSTATION
17271941 | DLMS-LnT | 053 | TCPIP_DLMS | GSM | Feeder | 4763 | 202 | 11 KV WATUL FEEDER | 234075 | 33/11 KV ONI SUBSTATION
18145327 | DLMS-LnT | 053 | TCPIP_DLMS | GSM | Feeder | 4763 | 201 | 11 KV ONI FEEDER | 234075 | 33/11 KV ONI SUBSTATION
MSE86411 | Secure | 055 | TCPIP_Secure | GSM | Feeder | 4193 | 202 | 11Kv UDAYM NAGAR RTN-U | 234003 | 33/11KV ZADGAON SUBSTATION
06599096 | DLMS-LnT | 053 | TCPIP_DLMS | GSM | Feeder | 4193 | 207 | 11Kv MANDAVI RTN-U | 234002 | 33/11KV HARBOUR SUBSTATION
07327881 | DLMS-LnT | 053 | TCPIP_DLMS | GSM | Feeder | 4193 | 203 | 11Kv SAI RTN-U | 234002 | 33/11KV HARBOUR SUBSTATION
MSE86544 | DLMS-Secure | 055 | TCPIP_DLMS | GSM | Feeder | 4193 | 201 | 11Kv BHAGWATI BANDAR RTN-U | 234002 | 33/11KV HARBOUR SUBSTATION
13073430 | DLMS-LnT | 053 | TCPIP_DLMS | GSM | Feeder | 4193 | 201 | RAJIWADA | 234032 | 33/11KV RAHATAGHAR SUB STATION
13043163 | DLMS-LnT | 053 | TCPIP_DLMS | GSM | Feeder | 4193 | 207 | 11KV THIBA PALACE | 234001 | 33/11 KV NACHANE SUBSTATION
MSE86372 | DLMS-Secure | 055 | TCPIP_DLMS | GSM | Feeder | 4193 | 205 | 11Kv SALAVI STOP,RTN-U | 234001 | 33/11 KV NACHANE SUBSTATION
MSE86625 | Secure | 055 | TCPIP_Secure | GSM | Feeder | 4193 | 201 | 11Kv CITY, RTN-U | 234001 | 33/11 KV NACHANE SUBSTATION
MSE86374 | Secure | 055 | TCPIP_Secure | GSM | Feeder | 4193 | 202 | 11Kv RAMNAKA RTN-U | 234002 | 33/11KV HARBOUR SUBSTATION
MSU12249 | Secure | 055 | TCPIP_Secure | GSM | Feeder | 4193 | 205 | 11Kv MIRJOLE VILLEGE RTN-U | 236001 | 33/11KV KUWARBAO MIDC
MSU12248 | Secure | 055 | TCPIP_Secure | GSM | Feeder | 4193 | 203 | 11 Kv SHIVAJINAGAR RTN-U | 236001 | 33/11KV KUWARBAO MIDC
07327908 | LnT | 053 | TCPIP_LNT | GSM | Feeder | 4193 | 204 | 11Kv KOTAWADE, RTN-U | 234001 | 33/11 KV NACHANE SUBSTATION
07327891 | LnT | 053 | TCPIP_LNT | GSM | Feeder | 4193 | 203 | 11Kv MARUTI MANDIR RTN-U | 234001 | 33/11 KV NACHANE SUBSTATION
13043162 | LnT | 053 | TCPIP_LnT_9600 | GSM | Feeder | 4193 | 202 | 11Kv KARLA, RTN-U | 234001 | 33/11 KV NACHANE SUBSTATION
07327892 | LnT | 053 | TCPIP_LNT | GSM | Feeder | 4193 | 206 | 11Kv NACHANE,RTN-U. | 234001 | 33/11 KV NACHANE SUBSTATION
07327828 | LnT | 053 | TCPIP_LNT | GSM | Feeder | 4193 | 206 | 11Kv INDUSTRIAL RTN-U | 234002 | 33/11KV HARBOUR SUBSTATION
MSE86545 | Secure | 055 | TCPIP_Secure | GSM | Feeder | 4193 | 204 | 11Kv MIRYA BANDAR RTN-U | 234002 | 33/11KV HARBOUR SUBSTATION
MSU12255 | DLMS-Secure | 055 | TCPIP_DLMS | GSM | Feeder | 4193 | 204 | 11KV HARCHERI | 236001 | 33/11KV KUWARBAO MIDC
13078276 | LnT | 053 | TCPIP_LnT_9600 | GSM | Feeder | 4193 | 202 | 11Kv Industrial-2 | 234032 | 33/11KV RAHATAGHAR SUB STATION
MSU12236 | Secure | 055 | TCPIP_Secure | GSM | Feeder | 4193 | 201 | 11Kv MIDC RTN-U | 236001 | 33/11KV KUWARBAO MIDC
MSU12250 | Secure | 055 | TCPIP_Secure | GSM | Feeder | 4193 | 202 | 11Kv KHEDASHI RTN-U | 236001 | 33/11KV KUWARBAO MIDC
04576300 | DLMS-Genus | 065 | TCPIP_DLMS | GSM | Feeder | 4193 | 205 | 11Kv ZADGAON RTN-U | 234002 | 33/11KV HARBOUR SUBSTATION
MSB11321 | DLMS-Secure | 055 | TCPIP_DLMS | GSM | Feeder | 4193 | 204 | 11Kv KONKAN NAGAR RTN-U | 234003 | 33/11KV ZADGAON SUBSTATION
MSE86626 | Secure | 055 | TCPIP_DLMS | GSM | Feeder | 4193 | 203 | 11Kv SANMITRA NAGAR RTN-U | 234003 | 33/11KV ZADGAON SUBSTATION
MSE86568 | Secure | 055 | TCPIP_DLMS | GSM | Feeder | 4193 | 205 | 11 KV SHIRGAON FEEDER NEW | 234003 | 33/11KV ZADGAON SUBSTATION
08024076 | DLMS-Genus | 065 | TCPIP_DLMS | GSM | Feeder | 4192 | 205 | PALI | 234004 | 33/11 KV PALI S/S
XB410741 | DLMS-Secure | 055 | TCPIP_DLMS | GSM | Feeder | 4192 | 201 | 11 KV PANVAL FEEDER | 234042 | 33/11 KV PANVAL S/S
X0401094 | DLMS-Secure | 055 | TCPIP_DLMS | GSM | Feeder | 4192 | 202 | Masebav | 234019 | 33/11 KV BHOKE SUB-STATION
X0401140 | DLMS-Secure | 055 | TCPIP_DLMS | GSM | Feeder | 4192 | 204 | VERAL, RURAL-1 | 234004 | 33/11 KV PALI S/S
XB410728 | DLMS-Secure | 055 | TCPIP_DLMS | GSM | Feeder | 4192 | 202 | 11 KV HATKHAMBA TITHA FEEDER | 234042 | 33/11 KV PANVAL S/S
XB410733 | DLMS-Secure | 055 | TCPIP_DLMS | GSM | Feeder | 4192 | 203 | 11 KV FANSAVALE FEEDER | 234042 | 33/11 KV PANVAL S/S
18048767 | DLMS-LnT | 053 | TCPIP_DLMS | GSM | Feeder | 4192 | 201 | BHOKE, RURAL 1 | 234019 | 33/11 KV BHOKE SUB-STATION
18048754 | DLMS-LnT | 053 | TCPIP_DLMS | GSM | Feeder | 4192 | 202 | BHATYE FEEDER, RURAL 1 | 234005 | 33/11KV PAWAS SUBSTATION
17086359 | DLMS-LnT | 053 | TCPIP_DLMS | GSM | Feeder | 4192 | 201 | PAWAS FEEDER, RURAL-1 | 234005 | 33/11KV PAWAS SUBSTATION
MSB11358 | Secure | 055 | TCPIP_Secure | GSM | Feeder | 4192 | 201 | 11 Kv Nirul feeder | 234040 | 33/11 kV Chandor Substation
MSB11318 | Secure | 055 | TCPIP_Secure | GSM | Feeder | 4192 | 202 | HATAKHAMBA FEEDER | 234004 | 33/11 KV PALI S/S
08023139 | DLMS-Genus | 065 | TCPIP_DLMS | GSM | Feeder | 4192 | 203 | KARANJARI, RURAL-1 | 234004 | 33/11 KV PALI S/S
MSB11326 | Secure | 055 | TCPIP_Secure | GSM | Feeder | 4190 | 204 | DEVSTHAN | 234006 | CHAFE SUB STATION
XB410260 | DLMS-Secure | 055 | TCPIP_DLMS | GSM | Feeder | 4190 | 203 | KOLISARE,RURAL | 234007 | KHANDALA SUB STATION
MSE86440 | Secure | 055 | TCPIP_Secure | GSM | Feeder | 4190 | 202 | SAITAWADE, RURAL 2 | 234007 | KHANDALA SUB STATION
MSE86554 | Secure | 055 | TCPIP_Secure | GSM | Feeder | 4190 | 201 | MALGUND | 234006 | CHAFE SUB STATION
MSE86456 | Secure | 055 | TCPIP_Secure | GSM | Feeder | 4190 | 205 | 11 KV KALZONDI | 234006 | CHAFE SUB STATION
MSE86433 | Secure | 055 | TCPIP_Secure | GSM | Feeder | 4190 | 202 | JAKADEVI | 234006 | CHAFE SUB STATION
08037410 | LnT | 053 | TCPIP_LNT | GSM | Feeder | 4190 | 406 | JSW FEEDER | 234007 | KHANDALA SUB STATION
08025349 | DLMS-Genus | 065 | TCPIP_DLMS | GSM | Feeder | 4190 | 203 | NEVARE, RURAL 2 | 234006 | CHAFE SUB STATION
XB410742 | DLMS-Secure | 055 | TCPIP_DLMS | GSM | Feeder | 4190 | 202 | 11 KV BASANI | 234043 | 33/11 KHARVATE SUB STATION
XB410752 | DLMS-Secure | 055 | TCPIP_DLMS | GSM | Feeder | 4190 | 203 | 11 KV KOTAWADE-I | 234043 | 33/11 KHARVATE SUB STATION
X0400931 | DLMS-Secure | 055 | TCPIP_DLMS | GSM | Feeder | 4190 | 201 | JAIGAD, RURAL 2 | 234007 | KHANDALA SUB STATION
XB410738 | DLMS-Secure | 055 | TCPIP_DLMS | GSM | Feeder | 4190 | 201 | 11KV VETOSHI | 234043 | 33/11 KHARVATE SUB STATION
XB410259 | DLMS-Secure | 055 | TCPIP_DLMS | GSM | Feeder | 4764 | 202 | 11 KV MAKHAJAN | 234011 | 33/11 KV ARAWALI SUB STN
XB410257 | DLMS-Secure | 055 | TCPIP_DLMS | GSM | Feeder | 4764 | 201 | 11 KV KADWAI | 234011 | 33/11 KV ARAWALI SUB STN
XB410254 | DLMS-Secure | 055 | TCPIP_DLMS | GSM | Feeder | 4764 | 203 | 11 KV KUMBHAR KHANI | 234011 | 33/11 KV ARAWALI SUB STN
17271919 | DLMS-LnT | 053 | TCPIP_DLMS | GSM | Feeder | 4764 | 204 | 11 KV SANGAMESHWAR CITY | 234010 | 33/11 KV SANGAMESHWAR S/S
XC412103 | DLMS-Secure | 055 | TCPIP_DLMS | GSM | Feeder | 4764 | 402 | 33KV SANGHMESHWAR-SADAVLI | 234010 | 33/11 KV SANGAMESHWAR S/S
17271918 | DLMS-LnT | 053 | TCPIP_DLMS | GSM | Feeder | 4764 | 201 | 11 KV WASHI | 234010 | 33/11 KV SANGAMESHWAR S/S
17271921 | DLMS-LnT | 053 | TCPIP_DLMS | GSM | Feeder | 4764 | 202 | 11 KV KASABA | 234010 | 33/11 KV SANGAMESHWAR S/S
17271920 | DLMS-LnT | 053 | TCPIP_DLMS | GSM | Feeder | 4764 | 205 | 11 KV WANDRI | 234010 | 33/11 KV SANGAMESHWAR S/S
17271922 | DLMS-LnT | 053 | TCPIP_DLMS | GSM | Feeder | 4764 | 203 | 11 KV DHAMANI | 234010 | 33/11 KV SANGAMESHWAR S/S
08024053 | DLMS-Genus | 065 | TCPIP_DLMS | GSM | Feeder | 4766 | 405 | TALEBAZAR-ACHARA 33KV | 264025 | 33/11KV ACHARA SUBSTN
MSE86610 | Secure | 055 | TCPIP_Secure | GSM | Feeder | 4766 | 203 | MUNAGE | 264025 | 33/11KV ACHARA SUBSTN
MSB58413 | Secure | 055 | TCPIP_Secure | GSM | Feeder | 4766 | 202 | MASURA | 264014 | 33/11 KV VIRAN SUBSTN
MSE86558 | Secure | 055 | TCPIP_Secure | GSM | Feeder | 4766 | 201 | WAINGANI | 264025 | 33/11KV ACHARA SUBSTN
MSB58417 | Secure | 055 | TCPIP_Secure | GSM | Feeder | 4766 | 201 | ACHARA | 264014 | 33/11 KV VIRAN SUBSTN
MSB09745 | Secure | 055 | TCPIP_Secure | GSM | Feeder | 4766 | 204 | RAMGAD | 264014 | 33/11 KV VIRAN SUBSTN
MSE86488 | Secure | 055 | TCPIP_Secure | GSM | Feeder | 4766 | 202 | ADAVALI | 264025 | 33/11KV ACHARA SUBSTN
MSE86611 | Secure | 055 | TCPIP_Secure | GSM | Feeder | 4766 | 203 | KATTA | 264014 | 33/11 KV VIRAN SUBSTN
17271793 | DLMS-LnT | 053 | TCPIP_DLMS | GSM | Feeder | 4183 | 202 | 11 KV PENDHARI | 264026 | 33/11 KV POMBHURLE SUBSTATION
MSE61086 | Secure | 055 | TCPIP_Secure | GSM | Feeder | 4183 | 205 | SHIRGAON | 264001 | 33/11 KV TALEBAZAR SUBSTN
00219876 | DLMS-HPL | 076 | TCPIP_DLMS | GSM | Feeder | 4183 | 201 | TEMBAWALI | 264001 | 33/11 KV TALEBAZAR SUBSTN
14796407 | ElsterABT1800 | 057 | TCPIP_ElsterABT1800 | GSM | Feeder | 4183 | 404 | 33 KV DEVGAD WIND MILL | 264023 | 33/11 KV JAMSANDE SUBSTN
17086321 | DLMS-LnT | 053 | TCPIP_DLMS | GSM | Feeder | 4183 | 203 | 11 KV UNDIL | 264026 | 33/11 KV POMBHURLE SUBSTATION
00567540 | DLMS-HPL | 076 | TCPIP_DLMS | GSM | Feeder | 4183 | 203 | PHANASGAON | 264001 | 33/11 KV TALEBAZAR SUBSTN
MSE86608 | Secure | 055 | TCPIP_Secure | GSM | Feeder | 4183 | 201 | 11 KV MUTAT | 264026 | 33/11 KV POMBHURLE SUBSTATION
MSB58419 | Secure | 055 | TCPIP_Secure | GSM | Feeder | 4183 | 203 | WAGHOTAN | 264002 | 33/11 KV WADA SUBSTN
MSB09749 | Secure | 055 | TCPIP_Secure | GSM | Feeder | 4183 | 203 | KAVALEWADI | 264023 | 33/11 KV JAMSANDE SUBSTN
MSB09034 | Secure | 055 | TCPIP_Secure | GSM | Feeder | 4183 | 202 | DEVGAD | 264023 | 33/11 KV JAMSANDE SUBSTN
MSE61092 | Secure | 055 | TCPIP_Secure | GSM | Feeder | 4183 | 204 | MITHBAV | 264001 | 33/11 KV TALEBAZAR SUBSTN
MSE81499 | Secure | 055 | TCPIP_Secure | GSM | Feeder | 4183 | 202 | VIJAYDURG | 264002 | 33/11 KV WADA SUBSTN
MSE81497 | Secure | 055 | TCPIP_Secure | GSM | Feeder | 4183 | 201 | WADA | 264002 | 33/11 KV WADA SUBSTN
MSE81498 | Secure | 055 | TCPIP_Secure | GSM | Feeder | 4183 | 204 | PADEL | 264002 | 33/11 KV WADA SUBSTN
X0401186 | DLMS-Secure | 055 | TCPIP_DLMS | GSM | Feeder | 4183 | 202 | MOND | 264001 | 33/11 KV TALEBAZAR SUBSTN
MSB09024 | Secure | 055 | TCPIP_Secure | GSM | Feeder | 4183 | 405 | 33 KV JAQMSANDE | 237005 | 132/33 KV Talebazar EHV
04576353 | DLMS-Genus | 065 | TCPIP_DLMS | GSM | Feeder | 4183 | 201 | KUNKESHWAR | 264023 | 33/11 KV JAMSANDE SUBSTN
MSB09778 | Secure | 055 | TCPIP_Secure | GSM | Feeder | 4184 | 203 | TONDAVALI | 264015 | 33/11 KV Asalde Substation
MSB09039 | Secure | 055 | TCPIP_Secure | GSM | Feeder | 4184 | 202 | PHONDA | 264003 | 33/11 KV Phonda Substation
MSB09746 | Secure | 055 | TCPIP_Secure | GSM | Feeder | 4184 | 202 | NANDGAON | 264015 | 33/11 KV Asalde Substation
MSE61101 | Secure | 055 | TCPIP_Secure | GSM | Feeder | 4184 | 203 | BHIRAVANDE | 264022 | 33/11 KV SANGAVE SUBSTATION
MSB09747 | Secure | 055 | TCPIP_Secure | GSM | Feeder | 4184 | 204 | ASALDE WATER SUPPLY | 264015 | 33/11 KV Asalde Substation
MSB10005 | Secure | 055 | TCPIP_Secure | GSM | Feeder | 4184 | 206 | KANKAVALI I | 264004 | 33/11 KV KANKVALI SUBSTATION
MSB58424 | Secure | 055 | TCPIP_Secure | GSM | Feeder | 4184 | 208 | KANKAVALI WATER SUPPLY | 264004 | 33/11 KV KANKVALI SUBSTATION
MSB09036 | Secure | 055 | TCPIP_Secure | GSM | Feeder | 4184 | 203 | 11 KV PIYALI | 264003 | 33/11 KV Phonda Substation
MSB09035 | Secure | 055 | TCPIP_Secure | GSM | Feeder | 4184 | 201 | KASARDE | 264015 | 33/11 KV Asalde Substation
MSE61083 | Secure | 055 | TCPIP_Secure | GSM | Feeder | 4184 | 204 | SANGAVE WATER SUPPLY | 264022 | 33/11 KV SANGAVE SUBSTATION
MSB58420 | Secure | 055 | TCPIP_Secure | GSM | Feeder | 4184 | 201 | AMEYA EXPRESS FEEDER | 264022 | 33/11 KV SANGAVE SUBSTATION
MSB09037 | Secure | 055 | TCPIP_Secure | GSM | Feeder | 4184 | 204 | PAVANADEVI | 264003 | 33/11 KV Phonda Substation
MSE61103 | Secure | 055 | TCPIP_Secure | GSM | Feeder | 4184 | 202 | NARDAVE | 264022 | 33/11 KV SANGAVE SUBSTATION
MSB09742 | Secure | 055 | TCPIP_Secure | GSM | Feeder | 4184 | 201 | HARKUL KHURD | 264003 | 33/11 KV Phonda Substation
MSB58426 | Secure | 055 | TCPIP_Secure | GSM | Feeder | 4184 | 203 | WAGADE | 264004 | 33/11 KV KANKVALI SUBSTATION
MSE86490 | Secure | 055 | TCPIP_Secure | GSM | Feeder | 4186 | 205 | DEOBAG | 264005 | 33/11 KV KUMBHARMATH SUBSTN
00567539 | DLMS-HPL | 076 | TCPIP_DLMS | GSM | Feeder | 4186 | 203 | 11KV NANDOS FEEDER | 264048 | 33/11KV PENDUR SUBSTATION
MSE86606 | Secure | 055 | TCPIP_Secure | GSM | Feeder | 4186 | 202 | 11KV TALGAON FEEDER | 264048 | 33/11KV PENDUR SUBSTATION
MSE86513 | Secure | 055 | TCPIP_Secure | GSM | Feeder | 4186 | 201 | 11KV KALSE FEEDER | 264048 | 33/11KV PENDUR SUBSTATION
MSE86578 | Secure | 055 | TCPIP_Secure | GSM | Feeder | 4186 | 203 | MALVAN BAZAR FEEDER | 264049 | 33/11KV MALVAN ( DEWOOLWADA ) GIS
X0402895 | DLMS-Secure | 055 | TCPIP_DLMS | GSM | Feeder | 4186 | 201 | DANDI FEEDER | 264049 | 33/11KV MALVAN ( DEWOOLWADA ) GIS
18086711 | DLMS-LnT | 053 | TCPIP_DLMS | GSM | Feeder | 4186 | 202 | REVATALE FEEDER | 264049 | 33/11KV MALVAN ( DEWOOLWADA ) GIS
17271881 | DLMS-LnT | 053 | TCPIP_DLMS | GSM | Feeder | 4186 | 207 | MASURA | 264005 | 33/11 KV KUMBHARMATH SUBSTN
17271880 | DLMS-LnT | 053 | TCPIP_DLMS | GSM | Feeder | 4186 | 208 | KATTA | 264005 | 33/11 KV KUMBHARMATH SUBSTN
17271942 | DLMS-LnT | 053 | TCPIP_DLMS | GSM | Feeder | 4186 | 206 | ACHARA | 264005 | 33/11 KV KUMBHARMATH SUBSTN
17271879 | DLMS-LnT | 053 | TCPIP_DLMS | GSM | Feeder | 4186 | 209 | MALWAN | 264005 | 33/11 KV KUMBHARMATH SUBSTN
X0401188 | DLMS-Secure | 055 | TCPIP_DLMS | GSM | Feeder | 4186 | 402 | 33KV KUDAL-MALVAN | 264005 | 33/11 KV KUMBHARMATH SUBSTN
X0401187 | DLMS-Secure | 055 | TCPIP_DLMS | GSM | Feeder | 4186 | 421 | 33kV Viran-Malvan link | 264005 | 33/11 KV KUMBHARMATH SUBSTN
MSE86463 | Secure | 055 | TCPIP_Secure | GSM | Feeder | 4532 | 206 | KUSUR | 264008 | 33/11 KV VAIBHAVWADI SUBSTN
MSE86615 | Secure | 055 | TCPIP_Secure | GSM | Feeder | 4532 | 202 | KHAREPATAN | 264018 | 33/11 KV KHAREPATAN SUBSTN
MSE61110 | Secure | 055 | TCPIP_Secure | GSM | Feeder | 4532 | 402 | 33 KV VAIBHAVWADI | 264008 | 33/11 KV VAIBHAVWADI SUBSTN
XB441481 | DLMS-Secure | 055 | TCPIP_DLMS | GSM | Feeder | 4532 | 203 | 11 KV TITHWALI | 264030 | 33/11 KV BHUIBAWDA SUBSTATION
MSB09040 | Secure | 055 | TCPIP_Secure | GSM | Feeder | 4532 | 203 | VAIBHAVWADI | 264008 | 33/11 KV VAIBHAVWADI SUBSTN
18086682 | DLMS-LnT | 053 | TCPIP_DLMS | GSM | Feeder | 4532 | 202 | 11 KV UMBARDE | 264030 | 33/11 KV BHUIBAWDA SUBSTATION
MSE86393 | Secure | 055 | TCPIP_Secure | GSM | Feeder | 4532 | 401 | 33 KV PHONDA | 264008 | 33/11 KV VAIBHAVWADI SUBSTN
MSB09038 | Secure | 055 | TCPIP_Secure | GSM | Feeder | 4532 | 205 | BHUIBAWDA | 264008 | 33/11 KV VAIBHAVWADI SUBSTN
MSB09030 | Secure | 055 | TCPIP_Secure | GSM | Feeder | 4532 | 402 | 33 KV PHONDA | 264018 | 33/11 KV KHAREPATAN SUBSTN
MSE86535 | Secure | 055 | TCPIP_Secure | GSM | Feeder | 4532 | 204 | 11 KV JAMBHAVADE | 264030 | 33/11 KV BHUIBAWDA SUBSTATION
MSB09772 | Secure | 055 | TCPIP_Secure | GSM | Feeder | 4532 | 204 | NADHAVADE | 264008 | 33/11 KV VAIBHAVWADI SUBSTN
MSB09775 | Secure | 055 | TCPIP_Secure | GSM | Feeder | 4532 | 201 | CHINCHAWALI | 264018 | 33/11 KV KHAREPATAN SUBSTN
X1083585 | DLMS-Secure | 055 | TCPIP_Secure | GSM | Feeder | 4185 | 202 | ANDURLE | 264017 | 33/11 KV ANDURLE SUBSTN
17271939 | DLMS-LnT | 053 | TCPIP_DLMS | GSM | Feeder | 4185 | 204 | NERUR | 264019 | 33/11 KV KUDAL SUBSTN
MPC01573 | Secure | 055 | TCPIP_Secure | GSM | Feeder | 4185 | 204 | TERMAL INSTRUMENT | 264016 | 33/11 KV MANGAV SUBSTN
17271858 | DLMS-LnT | 053 | TCPIP_DLMS | GSM | Feeder | 4185 | 205 | UDYAMNAGAR | 264019 | 33/11 KV KUDAL SUBSTN
MPC01614 | Secure | 055 | TCPIP_Secure | GSM | Feeder | 4185 | 401 | KUDAL 1 | 264016 | 33/11 KV MANGAV SUBSTN
MSE86382 | Secure | 055 | TCPIP_Secure | GSM | Feeder | 4185 | 206 | TITHA | 264019 | 33/11 KV KUDAL SUBSTN
00467034 | DLMS-HPL | 076 | TCPIP_DLMS | GSM | Feeder | 4185 | 201 | MIDC | 264019 | 33/11 KV KUDAL SUBSTN
MPC01581 | Secure | 055 | TCPIP_Secure | GSM | Feeder | 4185 | 202 | KUDAL | 264019 | 33/11 KV KUDAL SUBSTN
MPC01591 | Secure | 055 | TCPIP_Secure | GSM | Feeder | 4185 | 203 | PINGULI | 264019 | 33/11 KV KUDAL SUBSTN
MPC01601 | Secure | 055 | TCPIP_Secure | GSM | Feeder | 4185 | 203 | ZARAP | 264016 | 33/11 KV MANGAV SUBSTN
MSE86555 | Secure | 055 | TCPIP_Secure | GSM | Feeder | 4185 | 201 | MHAPAN | 264017 | 33/11 KV ANDURLE SUBSTN
MSB10114 | Secure | 055 | TCPIP_Secure | GSM | Feeder | 4185 | 201 | MANGAON | 264016 | 33/11 KV MANGAV SUBSTN
MSB10106 | Secure | 055 | TCPIP_Secure | GSM | Feeder | 4185 | 202 | GHAVNALE | 264016 | 33/11 KV MANGAV SUBSTN
MSU12217 | Secure | 055 | TCPIP_Secure | GSM | Feeder | 4185 | 203 | PAT | 264017 | 33/11 KV ANDURLE SUBSTN
MSU12210 | Secure | 055 | TCPIP_Secure | GSM | Feeder | 4765 | 205 | XPRESS | 264012 | 33/11 KV OROS SUBSTN
MSB10104 | Secure | 055 | TCPIP_Secure | GSM | Feeder | 4765 | 204 | ZP COLONY | 264012 | 33/11 KV OROS SUBSTN
MSB10103 | Secure | 055 | TCPIP_Secure | GSM | Feeder | 4765 | 206 | AMBRAD | 264012 | 33/11 KV OROS SUBSTN
MSU12213 | Secure | 055 | TCPIP_Secure | GSM | Feeder | 4765 | 202 | PANDUR | 264012 | 33/11 KV OROS SUBSTN
MSB10123 | Secure | 055 | TCPIP_Secure | GSM | Feeder | 4765 | 201 | OROS DIST HQ | 264012 | 33/11 KV OROS SUBSTN
MSB10121 | Secure | 055 | TCPIP_Secure | GSM | Feeder | 4188 | 201 | BHEDSHI | 264011 | 33/11 KV KONALKATTA SUBSTN
17271861 | DLMS-LnT | 053 | TCPIP_DLMS | GSM | Feeder | 4188 | 204 | MANGELI FEEDER | 264011 | 33/11 KV KONALKATTA SUBSTN
MSB10122 | Secure | 055 | TCPIP_Secure | GSM | Feeder | 4188 | 202 | TILLARI | 264011 | 33/11 KV KONALKATTA SUBSTN
MPU07059 | Secure | 055 | TCPIP_Secure | GSM | Feeder | 4188 | 203 | KUDASE | 264006 | 33/11 KV SASOLI SUBSTN
MSB10174 | Secure | 055 | TCPIP_Secure | GSM | Feeder | 4188 | 402 | Konalkatta | 264006 | 33/11 KV SASOLI SUBSTN
MSB10120 | Secure | 055 | TCPIP_Secure | GSM | Feeder | 4188 | 203 | GHODGEWADI | 264011 | 33/11 KV KONALKATTA SUBSTN
X0400930 | DLMS-Secure | 055 | TCPIP_DLMS | GSM | Feeder | 4187 | 203 | KARIVADE | 264013 | 33/11 KV SAWANTWADI SUBSTN
MPC01593 | Secure | 055 | TCPIP_Secure | GSM | Feeder | 4187 | 203 | AROS | 264020 | 33/11 KV INSULI SUBSTN
MSB10147 | Secure | 055 | TCPIP_Secure | GSM | Feeder | 4187 | 401 | 33KV BANDA | 264020 | 33/11 KV INSULI SUBSTN
MSB10156 | Secure | 055 | TCPIP_Secure | GSM | Feeder | 4187 | 403 | 33KV KUDAL-I | 264013 | 33/11 KV SAWANTWADI SUBSTN
MSE61518 | Secure | 055 | TCPIP_Secure | GSM | Feeder | 4187 | 201 | AMBOLI | 264007 | 33/11 KV AMBOLI SUBSTN
X0401143 | DLMS-Secure | 055 | TCPIP_DLMS | GSM | Feeder | 4187 | 402 | 33 KV Sawantwadi | 264013 | 33/11 KV SAWANTWADI SUBSTN
MPC01562 | Secure | 055 | TCPIP_Secure | GSM | Feeder | 4187 | 202 | BANDA | 264020 | 33/11 KV INSULI SUBSTN
MSE86509 | Secure | 055 | TCPIP_Secure | GSM | Feeder | 4187 | 201 | 11 KV UDYAMNAGAR FEEDER | 264028 | 33/11 KV MAZGAON SUBSTATION
X1083577 | DLMS-Secure | 055 | TCPIP_DLMS | GSM | Feeder | 4187 | 202 | 11KV GHATKOPERWADI AG FEEDER | 264007 | 33/11 KV AMBOLI SUBSTN
MSU12219 | Secure | 055 | TCPIP_Secure | GSM | Feeder | 4187 | 202 | SHIRSHINGE | 264021 | 33/11 KV SANGELI SUBSTN
MSU12223 | Secure | 055 | TCPIP_Secure | GSM | Feeder | 4187 | 201 | MADKHOL | 264021 | 33/11 KV SANGELI SUBSTN
MSU12220 | Secure | 055 | TCPIP_Secure | GSM | Feeder | 4187 | 203 | CHOUKUL | 264021 | 33/11 KV SANGELI SUBSTN
MPU07063 | Secure | 055 | TCPIP_Secure | GSM | Feeder | 4187 | 201 | ASNIYE | 264020 | 33/11 KV INSULI SUBSTN
X0401091 | DLMS-Secure | 055 | TCPIP_DLMS | GSM | Feeder | 4187 | 205 | 11KV JIMKHANA | 264013 | 33/11 KV SAWANTWADI SUBSTN
XG457056 | DLMS-Secure | 055 | TCPIP_DLMS | GSM | Feeder | 4187 | 204 | 11KV YANI EXPRESS FEEDER | 264020 | 33/11 KV INSULI SUBSTN
17271938 | DLMS-LnT | 053 | TCPIP_DLMS | GSM | Feeder | 4187 | 201 | SAWANTWADI | 264013 | 33/11 KV SAWANTWADI SUBSTN
17271862 | DLMS-LnT | 053 | TCPIP_DLMS | GSM | Feeder | 4187 | 202 | 11 CHARATHA FEEDER | 264028 | 33/11 KV MAZGAON SUBSTATION
XB402927 | DLMS-Secure | 055 | TCPIP_DLMS | GSM | Feeder | 4187 | 203 | UDYAMNAGAR MIDC | 264028 | 33/11 KV MAZGAON SUBSTATION
X0401142 | DLMS-Secure | 055 | TCPIP_DLMS | GSM | Feeder | 4187 | 202 | KOLGAON | 264013 | 33/11 KV SAWANTWADI SUBSTN
X0401092 | DLMS-Secure | 055 | TCPIP_DLMS | GSM | Feeder | 4187 | 204 | MALGAON | 264013 | 33/11 KV SAWANTWADI SUBSTN
MSB10175 | Secure | 055 | TCPIP_Secure | GSM | Feeder | 4182 | 402 | 33 KV KUDAL NO.2 (SAVANTWADI-MALEWAD) | 264009 | 33/11 KV MALEWAD SUBSTN
MSB58328 | Secure | 055 | TCPIP_Secure | GSM | Feeder | 4182 | 203 | SATARDA | 264009 | 33/11 KV MALEWAD SUBSTN
16191814 | DLMS-LnT | 053 | TCPIP_DLMS | GSM | Feeder | 4182 | 202 | TULAS | 264010 | 33/11 KV VENGURLA SUBSTN
MSE86469 | Secure | 055 | TCPIP_Secure | GSM | Feeder | 4182 | 203 | UBHADANDA | 264010 | 33/11 KV VENGURLA SUBSTN
XB402926 | DLMS-Secure | 055 | TCPIP_DLMS | GSM | Feeder | 4182 | 203 | 11 KV MATH | 264027 | 33/11 KV ADELI SUBSTATION
MSE61517 | Secure | 055 | TCPIP_Secure | GSM | Feeder | 4182 | 204 | MATH FEEDER | 264010 | 33/11 KV VENGURLA SUBSTN
17271940 | DLMS-LnT | 053 | TCPIP_DLMS | GSM | Feeder | 4182 | 201 | REDI | 264009 | 33/11 KV MALEWAD SUBSTN
17271795 | DLMS-LnT | 053 | TCPIP_DLMS | GSM | Feeder | 4182 | 201 | VENGURLA | 264010 | 33/11 KV VENGURLA SUBSTN
MSE61091 | Secure | 055 | TCPIP_Secure | GSM | Feeder | 4182 | 202 | SHIRODA | 264009 | 33/11 KV MALEWAD SUBSTN
X1083018 | DLMS-Secure | 055 | TCPIP_DLMS | GSM | Feeder | 6734 | 208 | 11 KV WADI FEEDER | 014091 | 33/11 KV DEOGAON
X0402903 | DLMS-Secure | 055 | TCPIP_DLMS | GSM | Feeder | 6734 | 203 | 11 kv rammandir | 014091 | 33/11 KV DEOGAON
05037578 | DLMS-HPL | 076 | TCPIP_DLMS | GSM | Feeder | 6734 | 205 | 11 KV GADAKH AG | 014055 | 33/11 KV SONAI
05036941 | DLMS-HPL | 076 | TCPIP_DLMS | GSM | Feeder | 6734 | 203 | 11 KV HANUMANWADI | 014055 | 33/11 KV SONAI
14030481 | LnT | 053 | TCPIP_LnT_9600 | GSM | Feeder | 6734 | 205 | 11 KV PANDHARIPOOL | 014161 | 33/ 11 KV MIDC Pandharipul
07328159 | LnT | 053 | TCPIP_LNT | GSM | Feeder | 6734 | 201 | 11 KV LANDEWADI BARAV AG | 014055 | 33/11 KV SONAI
X0400868 | DLMS-Secure | 055 | TCPIP_DLMS | GSM | Feeder | 6734 | 209 | DHRUVTARA EXPRESS | 014077 | 33/11 KV WADALA
14030500 | LnT | 053 | TCPIP_LnT_9600 | GSM | Feeder | 6734 | 204 | 11 KV Zapwadi AG | 014161 | 33/ 11 KV MIDC Pandharipul
03016446 | Genus | 065 | TCPIP_Genus | GSM | Feeder | 6734 | 209 | 11 KV DHANGARWADI | 014055 | 33/11 KV SONAI
03003205 | Genus | 065 | TCPIP_Genus | GSM | Feeder | 6734 | 203 | 11 KV MIRI ROAD 1 | 014153 | 33/11 KV CHANDA SUBSTATION
05162072 | HPL | 076 | TCPIP_HSPL | GSM | Feeder | 6734 | 203 | 11 KV MIDC No-2 | 014161 | 33/ 11 KV MIDC Pandharipul
13546760 | DLMS-LnT | 053 | TCPIP_DLMS | GSM | Feeder | 6734 | 202 | 11 kv tamaswadi | 014077 | 33/11 KV WADALA
13546761 | DLMS-LnT | 053 | TCPIP_DLMS | GSM | Feeder | 6734 | 203 | 11 kv rastapur | 014077 | 33/11 KV WADALA
X0400231 | DLMS-Secure | 055 | TCPIP_DLMS | GSM | Feeder | 6734 | 208 | 11 KV LOHAGAON | 014055 | 33/11 KV SONAI
X0401943 | DLMS-Secure | 055 | TCPIP_DLMS | GSM | Feeder | 6734 | 211 | MORECHINCHORE GFSS | 014055 | 33/11 KV SONAI
X0400230 | DLMS-Secure | 055 | TCPIP_DLMS | GSM | Feeder | 6734 | 202 | 11 KV NEW CHANDA | 014153 | 33/11 KV CHANDA SUBSTATION
X0402855 | DLMS-Secure | 055 | TCPIP_DLMS | GSM | Feeder | 6734 | 207 | 11 KV Sajalpur | 014077 | 33/11 KV WADALA
X0402801 | DLMS-Secure | 055 | TCPIP_DLMS | GSM | Feeder | 6734 | 209 | Jeur-I | 014091 | 33/11 KV DEOGAON
08023976 | DLMS-Genus | 065 | TCPIP_DLMS | GSM | Feeder | 6734 | 202 | 11 KV Ujjwal | 014161 | 33/ 11 KV MIDC Pandharipul
08025518 | DLMS-Genus | 065 | TCPIP_DLMS | GSM | Feeder | 6734 | 205 | 11 KV BARHANPUR | 014154 | 33/11 KV SHINGANAPUR
XC427368 | DLMS-Secure | 055 | TCPIP_DLMS | GSM | Feeder | 6734 | 203 | 11 KV HANUMANNAGAR | 014205 | 33/11 KV TELKUDGAON
XC427355 | DLMS-Secure | 055 | TCPIP_DLMS | GSM | Feeder | 6734 | 201 | 11 KV TELKUDGAON | 014205 | 33/11 KV TELKUDGAON
X0444737 | DLMS-Secure | 055 | TCPIP_DLMS | GSM | Feeder | 6734 | 202 | 11 KV TELKUDGAON GAOTHAN | 014205 | 33/11 KV TELKUDGAON
05036710 | DLMS-HPL | 076 | TCPIP_DLMS | GSM | Feeder | 6734 | 206 | 11 KV WANJARWADI | 014055 | 33/11 KV SONAI
X1094463 | DLMS-Secure | 055 | TCPIP_DLMS | GSM | Feeder | 6734 | 212 | LAKHEFAL | 014077 | 33/11 KV WADALA
X1094393 | DLMS-Secure | 055 | TCPIP_DLMS | GSM | Feeder | 6734 | 204 | 11 KV Wadala No.2 | 014077 | 33/11 KV WADALA
05037423 | DLMS-HPL | 076 | TCPIP_DLMS | GSM | Feeder | 6734 | 202 | 11 KV GHODEGAON AG | 014066 | 33/11KV GHODEGAON
X0401179 | DLMS-Secure | 055 | TCPIP_DLMS | GSM | Feeder | 6734 | 210 | Jeur-II | 014091 | 33/11 KV DEOGAON
X0401193 | DLMS-Secure | 055 | TCPIP_DLMS | GSM | Feeder | 6734 | 206 | 11 KV Kautha AG Feeder | 014153 | 33/11 KV CHANDA SUBSTATION
X0400869 | DLMS-Secure | 055 | TCPIP_DLMS | GSM | Feeder | 6734 | 201 | 11 kv deogaon | 014091 | 33/11 KV DEOGAON
X0400865 | DLMS-Secure | 055 | TCPIP_DLMS | GSM | Feeder | 6734 | 210 | 11 KV RASTAPUR NO 2 | 014077 | 33/11 KV WADALA
X0401194 | DLMS-Secure | 055 | TCPIP_DLMS | GSM | Feeder | 6734 | 204 | 11 KV M.L.HIWARE 1 | 014153 | 33/11 KV CHANDA SUBSTATION
XC413315 | DLMS-Secure | 055 | TCPIP_DLMS | GSM | Feeder | 6734 | 208 | 11 KV GANESHWADI NEW | 014154 | 33/11 KV SHINGANAPUR
X0401192 | DLMS-Secure | 055 | TCPIP_DLMS | GSM | Feeder | 6734 | 204 | 11 KV KANGONI AG | 014154 | 33/11 KV SHINGANAPUR
X0401174 | DLMS-Secure | 055 | TCPIP_DLMS | GSM | Feeder | 6734 | 201 | 11 KV Wadala NO.1 | 014077 | 33/11 KV WADALA
X0400866 | DLMS-Secure | 055 | TCPIP_DLMS | GSM | Feeder | 6734 | 205 | 11 KV MAKA 1 | 014153 | 33/11 KV CHANDA SUBSTATION
X0401329 | DLMS-Secure | 055 | TCPIP_DLMS | GSM | Feeder | 6734 | 205 | 11 kv fattepur | 014091 | 33/11 KV DEOGAON
X0400857 | DLMS-Secure | 055 | TCPIP_DLMS | GSM | Feeder | 6734 | 211 | NATH BABA | 014077 | 33/11 KV WADALA
X0400859 | DLMS-Secure | 055 | TCPIP_DLMS | GSM | Feeder | 6734 | 206 | 11 KV VITTHALWADI | 014154 | 33/11 KV SHINGANAPUR
X0401176 | DLMS-Secure | 055 | TCPIP_DLMS | GSM | Feeder | 6734 | 201 | 11 KV SHINGANAPUR | 014154 | 33/11 KV SHINGANAPUR
X0401191 | DLMS-Secure | 055 | TCPIP_DLMS | GSM | Feeder | 6734 | 203 | 11 KV PANASWADI | 014154 | 33/11 KV SHINGANAPUR
XC413332 | DLMS-Secure | 055 | TCPIP_DLMS | GSM | Feeder | 6734 | 207 | 11 KV Lohakare | 014154 | 33/11 KV SHINGANAPUR
X0401220 | DLMS-Secure | 055 | TCPIP_DLMS | GSM | Feeder | 6734 | 206 | 11 kv dedgaon | 014091 | 33/11 KV DEOGAON
X0401944 | DLMS-Secure | 055 | TCPIP_DLMS | GSM | Feeder | 6734 | 201 | 11 KV SHASHTRINAGAR 1 | 014153 | 33/11 KV CHANDA SUBSTATION
X1094459 | Secure | 055 | TCPIP_Secure | GSM | Feeder | 6734 | 202 | 11 KV SHAHAPUR | 014091 | 33/11 KV DEOGAON
X0401170 | DLMS-Secure | 055 | TCPIP_DLMS | GSM | Feeder | 6734 | 206 | 11 KV Nipani Nimgaon | 014077 | 33/11 KV WADALA
MSP59846 | Secure | 055 | TCPIP_Secure | GSM | Feeder | 6734 | 201 | 11 KV PAVAN GANPATI FEEDER | 014173 | 33/11 MAKA S/S
MSP59817 | DLMS-Secure | 055 | TCPIP_DLMS | GSM | Feeder | 6734 | 202 | 11 KV BALAJI DEDGAON FEEDER | 014173 | 33/11 MAKA S/S
MSP59835 | Secure | 055 | TCPIP_Secure | GSM | Feeder | 6734 | 203 | 11 KVPACHUNDA FEEDER | 014173 | 33/11 MAKA S/S
X0401178 | DLMS-Secure | 055 | TCPIP_DLMS | GSM | Feeder | 6734 | 203 | 11 KV SHASTRINAGAR | 014066 | 33/11KV GHODEGAON
X0400856 | DLMS-Secure | 055 | TCPIP_DLMS | GSM | Feeder | 6734 | 208 | 11 KV Rajegaon Feeder | 014066 | 33/11KV GHODEGAON
03002262 | Genus | 065 | TCPIP_Genus | GSM | Feeder | 6734 | 207 | 11 KV BELHEKARWADI | 014055 | 33/11 KV SONAI
13080105 | DLMS-LnT | 053 | TCPIP_DLMS | GSM | Feeder | 6734 | 202 | 11 KV SONAI | 014055 | 33/11 KV SONAI
03002242 | Genus | 065 | TCPIP_Genus | GSM | Feeder | 6734 | 204 | 11 KV MSSK | 014055 | 33/11 KV SONAI
03016500 | Genus | 065 | TCPIP_Genus | GSM | Feeder | 6734 | 205 | 11 KV WANJOLI EXPRESS | 014066 | 33/11KV GHODEGAON
03016442 | Genus | 065 | TCPIP_Genus | GSM | Feeder | 6734 | 207 | 11 KV GHODEGAON GAOTHAN | 014066 | 33/11KV GHODEGAON
03016445 | Genus | 065 | TCPIP_Genus | GSM | Feeder | 6734 | 206 | 11 KV CHANDA GAOTHAN | 014066 | 33/11KV GHODEGAON
03003115 | Genus | 065 | TCPIP_Genus | GSM | Feeder | 6734 | 205 | 11 KV Bhairawanath | 014077 | 33/11 KV WADALA
07427558 | LnT | 053 | TCPIP_LNT | GSM | Feeder | 6734 | 204 | 11 KV KAUTHA MIRI ROAD(AG) | 014066 | 33/11KV GHODEGAON
03003147 | Genus | 065 | TCPIP_Genus | GSM | Feeder | 6734 | 201 | 11 KV CHANDA OLD(AG) | 014066 | 33/11KV GHODEGAON
X0400867 | DLMS-Secure | 055 | TCPIP_DLMS | GSM | Feeder | 6734 | 202 | 11 KV DEVSTHAN Express | 014154 | 33/11 KV SHINGANAPUR
07328024 | LnT | 053 | TCPIP_LNT | GSM | Feeder | 6734 | 210 | 11 KV KALERAN AG | 014055 | 33/11 KV SONAI
X0402861 | DLMS-Secure | 055 | TCPIP_DLMS | GSM | Feeder | 6734 | 204 | 11 kv lalgate | 014091 | 33/11 KV DEOGAON
X1557218 | DLMS-Secure | 055 | TCPIP_DLMS | GSM | Feeder | 6734 | 201 | 11 kv Spark | 014161 | 33/ 11 KV MIDC Pandharipul
00567776 | DLMS-HPL | 076 | TCPIP_DLMS | GSM | Feeder | 5738 | 206 | 11 KV WAKADI AG | 014169 | 33/11 KV GEORAI SUB STATION
07326370 | LnT | 053 | TCPIP_LNT | GSM | Feeder | 5738 | 208 | GONDEGAON | 014061 | 33/11 KV BHENDA
07326401 | LnT | 053 | TCPIP_LNT | GSM | Feeder | 5738 | 203 | TARAWADI | 014061 | 33/11 KV BHENDA
07326405 | LnT | 053 | TCPIP_LNT | GSM | Feeder | 5738 | 205 | GEVRAI | 014061 | 33/11 KV BHENDA
14030444 | LnT | 053 | TCPIP_LnT_9600 | GSM | Feeder | 5738 | 207 | CHIMTA | 014082 | 33/11KV KARAJGAON
15197036 | LnT | 053 | TCPIP_LnT_9600 | GSM | Feeder | 5738 | 201 | 11 KV DIGHI OLD | 014067 | 33/11KV SALABATPUR
00308252 | DLMS-HPL | 076 | TCPIP_DLMS | GSM | Feeder | 5738 | 210 | Bhanashiwra Gaothan | 014061 | 33/11 KV BHENDA
15032581 | LnT | 053 | TCPIP_LnT_9600 | GSM | Feeder | 5738 | 206 | 11kv warkhed | 014088 | 33/11KV SHIRASGAON
00466604 | DLMS-HPL | 076 | TCPIP_DLMS | GSM | Feeder | 5738 | 206 | BHENDA GAOTHAN | 014061 | 33/11 KV BHENDA
14046318 | LnT | 053 | TCPIP_LnT_9600 | GSM | Feeder | 5738 | 209 | AMALNER GAOTHAN | 014082 | 33/11KV KARAJGAON
X0401899 | DLMS-Secure | 055 | TCPIP_DLMS | GSM | Feeder | 5738 | 201 | SURESHNAGAR | 014104 | 33/11KV BHANAS HIVARE
00567770 | DLMS-HPL | 076 | TCPIP_DLMS | GSM | Feeder | 5738 | 203 | SULTANPUR AG | 014169 | 33/11 KV GEORAI SUB STATION
00466820 | DLMS-HPL | 076 | TCPIP_DLMS | GSM | Feeder | 5738 | 203 | Khamgaon Ag No.2 | 014166 | 33/11 KHAMGAON
X0402747 | DLMS-Secure | 055 | TCPIP_DLMS | GSM | Feeder | 5738 | 201 | WAKADI-1 | 014088 | 33/11KV SHIRASGAON
17223899 | DLMS-LnT | 053 | TCPIP_DLMS | GSM | Feeder | 5738 | 202 | 11 KV BHALGAON | 014155 | 33/11 KV USTHAL KHALSA
X1083074 | DLMS-Secure | 055 | TCPIP_DLMS | GSM | Feeder | 5738 | 205 | SHIRASGAON GAOTHAN | 014088 | 33/11KV SHIRASGAON
12626734 | DLMS-LnT | 053 | TCPIP_DLMS | GSM | Feeder | 5738 | 209 | BHENDA .BK | 014061 | 33/11 KV BHENDA
05036861 | DLMS-HPL | 076 | TCPIP_DLMS | GSM | Feeder | 5738 | 205 | 11 KV KUKANA GAOTHAN | 014080 | 33/11 KV CHILEKHENWADI
00567585 | DLMS-HPL | 076 | TCPIP_DLMS | GSM | Feeder | 5738 | 202 | Khamgaon Ag No.1 | 014166 | 33/11 KHAMGAON
14030456 | LnT | 053 | TCPIP_LnT_9600 | GSM | Feeder | 5738 | 208 | KARJGAON AG | 014082 | 33/11KV KARAJGAON
18205142 | DLMS-LnT | 053 | TCPIP_DLMS | GSM | Feeder | 5738 | 209 | new dighigaothan | 014067 | 33/11KV SALABATPUR
X0401026 | DLMS-Secure | 055 | TCPIP_DLMS | GSM | Feeder | 5738 | 208 | Shirasgaon 2 (Pure Ag Dominated) | 014088 | 33/11KV SHIRASGAON
X0400254 | DLMS-Secure | 055 | TCPIP_DLMS | GSM | Feeder | 5738 | 206 | SHIREGAON | 014082 | 33/11KV KARAJGAON
X0401933 | DLMS-Secure | 055 | TCPIP_DLMS | GSM | Feeder | 5738 | 207 | 11 kv Patharwala | 014080 | 33/11 KV CHILEKHENWADI
X0401932 | DLMS-Secure | 055 | TCPIP_DLMS | GSM | Feeder | 5738 | 209 | 11 KV SUKALI AG | 014080 | 33/11 KV CHILEKHENWADI
X0402824 | DLMS-Secure | 055 | TCPIP_DLMS | GSM | Feeder | 5738 | 204 | 11 KV BHANASHIVARA | 014061 | 33/11 KV BHENDA
18205165 | DLMS-LnT | 053 | TCPIP_DLMS | GSM | Feeder | 5738 | 203 | RAMDOH | 014088 | 33/11KV SHIRASGAON
18205166 | DLMS-LnT | 053 | TCPIP_DLMS | GSM | Feeder | 5738 | 203 | MANGALAPUR | 014067 | 33/11KV SALABATPUR
18205139 | DLMS-LnT | 053 | TCPIP_DLMS | GSM | Feeder | 5738 | 207 | 11 kv chikni khamgoan no.3 | 014088 | 33/11KV SHIRASGAON
18205143 | DLMS-LnT | 053 | TCPIP_DLMS | GSM | Feeder | 5738 | 212 | Pravra Sangam AG | 014067 | 33/11KV SALABATPUR
18205141 | DLMS-LnT | 053 | TCPIP_DLMS | GSM | Feeder | 5738 | 203 | MAKTAPUR | 014104 | 33/11KV BHANAS HIVARE
18205140 | DLMS-LnT | 053 | TCPIP_DLMS | GSM | Feeder | 5738 | 207 | NEW MAKTAPUR AG | 014104 | 33/11KV BHANAS HIVARE
X0401177 | DLMS-Secure | 055 | TCPIP_DLMS | GSM | Feeder | 5738 | 206 | GOGALGAON GAOTHAN | 014067 | 33/11KV SALABATPUR
X0401028 | DLMS-Secure | 055 | TCPIP_DLMS | GSM | Feeder | 5738 | 202 | 11 KV GIDEGAON | 014067 | 33/11KV SALABATPUR
XE419604 | DLMS-Secure | 055 | TCPIP_DLMS | GSM | Feeder | 5738 | 206 | 11 KV GHATESHWAR EXPRESS | 014156 | 33/11 Kv KHADKA
12626715 | DLMS-LnT | 053 | TCPIP_DLMS | GSM | Feeder | 5738 | 204 | 11 KV MURMA FEEDER | 014156 | 33/11 Kv KHADKA
XC413317 | DLMS-Secure | 055 | TCPIP_DLMS | GSM | Feeder | 5738 | 205 | 11 KV KHAMGAON DHARAN | 014166 | 33/11 KHAMGAON
XC413316 | DLMS-Secure | 055 | TCPIP_DLMS | GSM | Feeder | 5738 | 206 | 11 KV GOPALPUR DHARAN | 014166 | 33/11 KHAMGAON
X0401936 | DLMS-Secure | 055 | TCPIP_DLMS | GSM | Feeder | 5738 | 203 | 11 KV KUKANA AG | 014080 | 33/11 KV CHILEKHENWADI
MSP56971 | DLMS-Secure | 055 | TCPIP_DLMS | GSM | Feeder | 5738 | 201 | Khamgaon Gaothan | 014166 | 33/11 KHAMGAON
XE419882 | DLMS-Secure | 055 | TCPIP_DLMS | GSM | Feeder | 5738 | 202 | 11 KV LOCHANBAI IND | 014080 | 33/11 KV CHILEKHENWADI
X0400255 | DLMS-Secure | 055 | TCPIP_DLMS | GSM | Feeder | 5738 | 202 | 11 KV NIMBHARI | 014082 | 33/11KV KARAJGAON
MSP59813 | DLMS-Secure | 055 | TCPIP_DLMS | GSM | Feeder | 5738 | 204 | 11 KV GOYEGAVHAN AG | 014169 | 33/11 KV GEORAI SUB STATION
X0401979 | DLMS-Secure | 055 | TCPIP_DLMS | GSM | Feeder | 5738 | 202 | NEWASA PHATA | 014104 | 33/11KV BHANAS HIVARE
X0401978 | DLMS-Secure | 055 | TCPIP_DLMS | GSM | Feeder | 5738 | 204 | KHUNEGAON | 014104 | 33/11KV BHANAS HIVARE
X0400384 | DLMS-Secure | 055 | TCPIP_DLMS | GSM | Feeder | 5738 | 201 | 11 KV PANEGAON | 014082 | 33/11KV KARAJGAON
X0401977 | DLMS-Secure | 055 | TCPIP_DLMS | GSM | Feeder | 5738 | 205 | BABHULVEDA | 014104 | 33/11KV BHANAS HIVARE
X0401934 | DLMS-Secure | 055 | TCPIP_DLMS | GSM | Feeder | 5738 | 210 | 11 KV DEOSADE AG | 014080 | 33/11 KV CHILEKHENWADI
X0401980 | DLMS-Secure | 055 | TCPIP_DLMS | GSM | Feeder | 5738 | 204 | 11 KV TELKUDGAON - 3 | 014080 | 33/11 KV CHILEKHENWADI
X0399714 | DLMS-Secure | 055 | TCPIP_DLMS | GSM | Feeder | 5738 | 203 | DEOGAD | 017005 | 132/33/11 KV NEWASA
X0399715 | DLMS-Secure | 055 | TCPIP_DLMS | GSM | Feeder | 5738 | 211 | BELPIMPALGAON | 017005 | 132/33/11 KV NEWASA
X0399713 | DLMS-Secure | 055 | TCPIP_DLMS | GSM | Feeder | 5738 | 204 | NEWASA URBAN | 017005 | 132/33/11 KV NEWASA
XB423900 | DLMS-Secure | 055 | TCPIP_DLMS | GSM | Feeder | 5738 | 202 | GEVRAI AG | 014169 | 33/11 KV GEORAI SUB STATION
MSP59847 | DLMS-Secure | 055 | TCPIP_DLMS | GSM | Feeder | 5738 | 205 | Kumbhar Mala ag | 014169 | 33/11 KV GEORAI SUB STATION
X0401171 | DLMS-Secure | 055 | TCPIP_DLMS | GSM | Feeder | 5738 | 207 | SUREGAON AG | 014067 | 33/11KV SALABATPUR
X0401172 | DLMS-Secure | 055 | TCPIP_DLMS | GSM | Feeder | 5738 | 205 | SALABATPUR | 014067 | 33/11KV SALABATPUR
XC413331 | DLMS-Secure | 055 | TCPIP_DLMS | GSM | Feeder | 5738 | 204 | DHANGARWADI GAOTHAN | 014166 | 33/11 KHAMGAON
X0400256 | DLMS-Secure | 055 | TCPIP_DLMS | GSM | Feeder | 5738 | 205 | Khupti | 014082 | 33/11KV KARAJGAON
X0401173 | DLMS-Secure | 055 | TCPIP_DLMS | GSM | Feeder | 5738 | 204 | GALNIMB | 014067 | 33/11KV SALABATPUR
X0400253 | DLMS-Secure | 055 | TCPIP_DLMS | GSM | Feeder | 5738 | 203 | KARAJGAON GAOTHAN | 014082 | 33/11KV KARAJGAON
X0399669 | DLMS-Secure | 055 | TCPIP_DLMS | GSM | Feeder | 5738 | 206 | KHUPATI | 017005 | 132/33/11 KV NEWASA
X0399670 | DLMS-Secure | 055 | TCPIP_DLMS | GSM | Feeder | 5738 | 205 | NEWASA BK.GAOTHAN | 017005 | 132/33/11 KV NEWASA
X0399717 | DLMS-Secure | 055 | TCPIP_DLMS | GSM | Feeder | 5738 | 208 | BELPANDHARI | 017005 | 132/33/11 KV NEWASA
17271798 | DLMS-LnT | 053 | TCPIP_DLMS | GSM | Feeder | 5738 | 202 | 11KV JALKA FEEDER | 014156 | 33/11 Kv KHADKA
XC413841 | DLMS-Secure | 055 | TCPIP_DLMS | GSM | Feeder | 5738 | 203 | SAINATHNAGAR | 014592 | 33/11 BEL PIMPALGAON
XC413844 | DLMS-Secure | 055 | TCPIP_DLMS | GSM | Feeder | 5738 | 202 | BELPANDHARI | 014592 | 33/11 BEL PIMPALGAON
XC413842 | DLMS-Secure | 055 | TCPIP_DLMS | GSM | Feeder | 5738 | 201 | BEL PIMPALGAON | 014592 | 33/11 BEL PIMPALGAON
17271910 | DLMS-LnT | 053 | TCPIP_DLMS | GSM | Feeder | 5738 | 206 | 11 KV USTHALKHALSA AG | 014155 | 33/11 KV USTHAL KHALSA
17271911 | DLMS-LnT | 053 | TCPIP_DLMS | GSM | Feeder | 5738 | 203 | 11 KV GFSS USTHALKHALSA | 014155 | 33/11 KV USTHAL KHALSA
17271908 | DLMS-LnT | 053 | TCPIP_DLMS | GSM | Feeder | 5738 | 201 | 11 KV SUREGAON | 014155 | 33/11 KV USTHAL KHALSA
17271685 | DLMS-LnT | 053 | TCPIP_LnT_9600 | GSM | Feeder | 5738 | 204 | 11 KV GODHEGAON | 014155 | 33/11 KV USTHAL KHALSA
17271799 | DLMS-LnT | 053 | TCPIP_DLMS | GSM | Feeder | 5738 | 201 | 11 KV TOKA GAOTHAN | 014156 | 33/11 Kv KHADKA
17271802 | DLMS-LnT | 053 | TCPIP_DLMS | GSM | Feeder | 5738 | 205 | 11 KV PRAVRASANGAM NEW | 014156 | 33/11 Kv KHADKA
17271801 | DLMS-LnT | 053 | TCPIP_DLMS | GSM | Feeder | 5738 | 203 | 11 KV KHADAKA FEEDER | 014156 | 33/11 Kv KHADKA
X0401935 | DLMS-Secure | 055 | TCPIP_DLMS | GSM | Feeder | 5738 | 208 | 11 KV TARWADI AG | 014080 | 33/11 KV CHILEKHENWADI
X0400252 | DLMS-Secure | 055 | TCPIP_DLMS | GSM | Feeder | 5738 | 204 | Amalner feeder | 014082 | 33/11KV KARAJGAON
X0399716 | DLMS-Secure | 055 | TCPIP_DLMS | GSM | Feeder | 5738 | 201 | MUKINDPUR W/S | 017005 | 132/33/11 KV NEWASA
X0399668 | DLMS-Secure | 055 | TCPIP_DLMS | GSM | Feeder | 5738 | 207 | SAINATH NAGAR AG | 017005 | 132/33/11 KV NEWASA
X0401981 | DLMS-Secure | 055 | TCPIP_DLMS | GSM | Feeder | 5738 | 201 | 11 KV CHILEKHENWADI AG | 014080 | 33/11 KV CHILEKHENWADI
07328160 | LnT | 053 | TCPIP_LNT | GSM | Feeder | 5738 | 202 | SHIRASGAON | 014088 | 33/11KV SHIRASGAON
14046320 | LnT | 053 | TCPIP_LnT_9600 | GSM | Feeder | 5738 | 201 | GEVRAI GAOTHAN FEEDER | 014169 | 33/11 KV GEORAI SUB STATION
X1094745 | DLMS-Secure | 055 | TCPIP_DLMS | GSM | Feeder | 5746 | 210 | KAY BEE EXPESS | 014059 | 33/11 KV MIRI
05162081 | DLMS-HPL | 076 | TCPIP_DLMS | GSM | Feeder | 5746 | 204 | 11 KV BHAGWANGAD | 014146 | MIDSANGAVI
17223902 | DLMS-LnT | 053 | TCPIP_DLMS | GSM | Feeder | 5746 | 208 | 11KV YELI GAOTHAN | 014071 | 33/11 KV YELI
XB496246 | DLMS-Secure | 055 | TCPIP_DLMS | GSM | Feeder | 5746 | 209 | 11 KV MANDAVA GFSS | 014074 | 33/11 KV TISGAON
17270839 | DLMS-LnT | 053 | TCPIP_DLMS | GSM | Feeder | 5746 | 205 | Dhamangaon | 017006 | 132/33/11 KV PATHARDI
03006832 | Genus | 065 | TCPIP_Genus | GSM | Feeder | 5746 | 203 | Chumbhali | 014086 | 33/11 KV CHINCHPUR IJADE
17271971 | DLMS-LnT | 053 | TCPIP_DLMS | GSM | Feeder | 5746 | 207 | 11 kv hiwara ag | 014059 | 33/11 KV MIRI
17271972 | DLMS-LnT | 053 | TCPIP_DLMS | GSM | Feeder | 5746 | 205 | 11kv maka ag | 014059 | 33/11 KV MIRI
17271970 | DLMS-LnT | 053 | TCPIP_DLMS | GSM | Feeder | 5746 | 201 | 11Kv Miri Ag | 014059 | 33/11 KV MIRI
05161950 | DLMS-HPL | 076 | TCPIP_DLMS | GSM | Feeder | 5746 | 205 | PVR EXPRESS | 014146 | MIDSANGAVI
XB462819 | DLMS-Secure | 055 | TCPIP_DLMS | GSM | Feeder | 5746 | 201 | 11 KV Manikdaundi AG | 014185 | 33/11 KV MANIKDAUNDI
X0402881 | DLMS-Secure | 055 | TCPIP_DLMS | GSM | Feeder | 5746 | 203 | 11 KV Manikdaundi gaothan | 014185 | 33/11 KV MANIKDAUNDI
X0402880 | DLMS-Secure | 055 | TCPIP_DLMS | GSM | Feeder | 5746 | 202 | 11 KV Alhanwadi | 014185 | 33/11 KV MANIKDAUNDI
17271969 | DLMS-LnT | 053 | TCPIP_DLMS | GSM | Feeder | 5746 | 202 | SHIRSATHWADI AG) | 014157 | 33/11 KVPATHARDI
X0401916 | DLMS-Secure | 055 | TCPIP_DLMS | GSM | Feeder | 5746 | 209 | Mohatadevi Gaothan | 017006 | 132/33/11 KV PATHARDI
XC413882 | DLMS-Secure | 055 | TCPIP_DLMS | GSM | Feeder | 5746 | 202 | 11 KV KARANJI AG | 014202 | 33/11 KV BHOSE
XC413877 | DLMS-Secure | 055 | TCPIP_DLMS | GSM | Feeder | 5746 | 201 | 11 KV BHOSE AG | 014202 | 33/11 KV BHOSE
X0402872 | DLMS-Secure | 055 | TCPIP_DLMS | GSM | Feeder | 5746 | 207 | GHATSHIRAS AG | 014074 | 33/11 KV TISGAON
17271683 | DLMS-LnT | 053 | TCPIP_DLMS | GSM | Feeder | 5746 | 205 | 11 KV NANDUR AG | 014071 | 33/11 KV YELI
17271684 | DLMS-LnT | 053 | TCPIP_DLMS | GSM | Feeder | 5746 | 206 | 11 KV MOHOJ AG | 014071 | 33/11 KV YELI
17271686 | DLMS-LnT | 053 | TCPIP_DLMS | GSM | Feeder | 5746 | 207 | 11 kv TONDOLI FEEDER | 014071 | 33/11 KV YELI
XB496173 | DLMS-Secure | 055 | TCPIP_DLMS | GSM | Feeder | 5746 | 201 | 11 KV KORADGAON AG | 014071 | 33/11 KV YELI
X0402873 | DLMS-Secure | 055 | TCPIP_DLMS | GSM | Feeder | 5746 | 205 | GFSS Tisgaon | 014074 | 33/11 KV TISGAON
X0402874 | DLMS-Secure | 055 | TCPIP_DLMS | GSM | Feeder | 5746 | 203 | Tisgaon | 014074 | 33/11 KV TISGAON
X0402871 | DLMS-Secure | 055 | TCPIP_DLMS | GSM | Feeder | 5746 | 206 | 11 KV KARANJI GFSS | 014074 | 33/11 KV TISGAON
18205168 | DLMS-LnT | 053 | TCPIP_DLMS | GSM | Feeder | 5746 | 206 | 11 KV MAKA HIVARA GAOTHAN | 014059 | 33/11 KV MIRI
XE419608 | DLMS-Secure | 055 | TCPIP_DLMS | GSM | Feeder | 5746 | 202 | 11 KV KAREGAON GAOTHAN | 014211 | 33/11 KV HANDALWADI
X0654751 | DLMS-Secure | 055 | TCPIP_DLMS | GSM | Feeder | 5746 | 201 | 11 KV KASABA GAOTHAN | 014211 | 33/11 KV HANDALWADI
XE419563 | DLMS-Secure | 055 | TCPIP_DLMS | GSM | Feeder | 5746 | 203 | 11 KV HANDALWADI AG | 014211 | 33/11 KV HANDALWADI
05162093 | DLMS-HPL | 076 | TCPIP_DLMS | GSM | Feeder | 5746 | 204 | Adgaon | 014059 | 33/11 KV MIRI
X1841525 | DLMS-Secure | 055 | TCPIP_DLMS | GSM | Feeder | 5746 | 211 | 11KV AVENTIES | 014074 | 33/11 KV TISGAON
X0401913 | DLMS-Secure | 055 | TCPIP_DLMS | GSM | Feeder | 5746 | 204 | Kuttarwadi | 014086 | 33/11 KV CHINCHPUR IJADE
17271687 | DLMS-LnT | 053 | TCPIP_DLMS | GSM | Feeder | 5746 | 203 | 11 KV KORADGAON GAOTHAN | 014071 | 33/11 KV YELI
17271692 | DLMS-LnT | 053 | TCPIP_DLMS | GSM | Feeder | 5746 | 203 | MIDSANGAVI GFSS | 014146 | MIDSANGAVI
17271688 | DLMS-LnT | 053 | TCPIP_DLMS | GSM | Feeder | 5746 | 201 | 11 kv Bhalgaon Ag | 014146 | MIDSANGAVI
17270806 | DLMS-LnT | 053 | TCPIP_DLMS | GSM | Feeder | 5746 | 201 | PATHARDI | 017006 | 132/33/11 KV PATHARDI
17270807 | DLMS-LnT | 053 | TCPIP_DLMS | GSM | Feeder | 5746 | 202 | Mohata Devi | 017006 | 132/33/11 KV PATHARDI
17270805 | DLMS-LnT | 053 | TCPIP_DLMS | GSM | Feeder | 5746 | 203 | Sakegaon | 017006 | 132/33/11 KV PATHARDI
X0401915 | DLMS-Secure | 055 | TCPIP_DLMS | GSM | Feeder | 5746 | 207 | Sakegaon GFSS | 017006 | 132/33/11 KV PATHARDI
X0401914 | DLMS-Secure | 055 | TCPIP_DLMS | GSM | Feeder | 5746 | 205 | Chinchpur Pangul | 014086 | 33/11 KV CHINCHPUR IJADE
X0401912 | DLMS-Secure | 055 | TCPIP_DLMS | GSM | Feeder | 5746 | 206 | Karodi | 014086 | 33/11 KV CHINCHPUR IJADE
17271742 | DLMS-LnT | 053 | TCPIP_DLMS | GSM | Feeder | 5746 | 206 | Pagori Pimpalgaon gaothan | 014160 | Pagori Pimpalgaon
17271741 | DLMS-LnT | 053 | TCPIP_DLMS | GSM | Feeder | 5746 | 205 | Pagori Pimpalgaon AG | 014160 | Pagori Pimpalgaon
17271689 | DLMS-LnT | 053 | TCPIP_DLMS | GSM | Feeder | 5746 | 202 | 11 kv Midsangavi Ag | 014146 | MIDSANGAVI
17270840 | DLMS-LnT | 053 | TCPIP_DLMS | GSM | Feeder | 5746 | 204 | Chitali | 017006 | 132/33/11 KV PATHARDI
00382615 | DLMS-HPL | 076 | TCPIP_DLMS | GSM | Feeder | 5746 | 208 | JAVKHEDA AG | 014074 | 33/11 KV TISGAON
00467050 | DLMS-HPL | 076 | TCPIP_DLMS | GSM | Feeder | 5746 | 202 | 11 KV KHARVANDI AG | 014071 | 33/11 KV YELI
XC427350 | DLMS-Secure | 055 | TCPIP_DLMS | GSM | Feeder | 5746 | 208 | Tinkhadi | 014086 | 33/11 KV CHINCHPUR IJADE
XC427364 | DLMS-Secure | 055 | TCPIP_DLMS | GSM | Feeder | 5746 | 209 | Takali Manur AG | 014086 | 33/11 KV CHINCHPUR IJADE
XC427369 | DLMS-Secure | 055 | TCPIP_DLMS | GSM | Feeder | 5746 | 207 | Chinchpu Ijade | 014086 | 33/11 KV CHINCHPUR IJADE
17272049 | DLMS-LnT | 053 | TCPIP_DLMS | GSM | Feeder | 5746 | 202 | 11 KV DEORAI AG | 014074 | 33/11 KV TISGAON
17272051 | DLMS-LnT | 053 | TCPIP_DLMS | GSM | Feeder | 5746 | 202 | 11kv Kasar pimpalgaon Ag | 014147 | 33/11 KV KASAR PIMPALGAON
17272050 | DLMS-LnT | 053 | TCPIP_DLMS | GSM | Feeder | 5746 | 203 | 11 KV PADALI AG | 014147 | 33/11 KV KASAR PIMPALGAON
17271965 | DLMS-LnT | 053 | TCPIP_DLMS | GSM | Feeder | 5746 | 211 | Mohoj | 014059 | 33/11 KV MIRI
17272048 | DLMS-LnT | 053 | TCPIP_DLMS | GSM | Feeder | 5746 | 203 | Susare AG | 014160 | Pagori Pimpalgaon
17271738 | DLMS-LnT | 053 | TCPIP_DLMS | GSM | Feeder | 5746 | 202 | Nipani Jalgaon AG | 014160 | Pagori Pimpalgaon
17271740 | DLMS-LnT | 053 | TCPIP_DLMS | GSM | Feeder | 5746 | 201 | Sangvi AG | 014160 | Pagori Pimpalgaon
05124409 | Elster | 057 | TCPIP_Elster_RS232 | GSM | Feeder | 5746 | 201 | SHIRSATHWADI GAOTHAN | 014157 | 33/11 KVPATHARDI
17271963 | DLMS-LnT | 053 | TCPIP_DLMS | GSM | Feeder | 5746 | 203 | SHIRAL | 014059 | 33/11 KV MIRI
17271966 | DLMS-LnT | 053 | TCPIP_DLMS | GSM | Feeder | 5746 | 202 | Kadgaon | 014059 | 33/11 KV MIRI
17271964 | DLMS-LnT | 053 | TCPIP_DLMS | GSM | Feeder | 5746 | 209 | renukaiwadi | 014059 | 33/11 KV MIRI
17271968 | DLMS-LnT | 053 | TCPIP_DLMS | GSM | Feeder | 5746 | 203 | FASTTRACK | 014157 | 33/11 KVPATHARDI
14030469 | LnT | 053 | TCPIP_LnT_9600 | GSM | Feeder | 5746 | 201 | 11 KV Kasar Pimpalgaon Gathan | 014147 | 33/11 KV KASAR PIMPALGAON
14017451 | LnT | 053 | TCPIP_LnT_9600 | GSM | Feeder | 5746 | 204 | DHAWALEWADI AG | 014147 | 33/11 KV KASAR PIMPALGAON
03003037 | Genus | 065 | TCPIP_Genus | GSM | Feeder | 5746 | 201 | Pimpalgaon tappa | 014086 | 33/11 KV CHINCHPUR IJADE
03003202 | Genus | 065 | TCPIP_Genus | GSM | Feeder | 5746 | 202 | Wadgaon | 014086 | 33/11 KV CHINCHPUR IJADE
07326390 | LnT | 053 | TCPIP_LNT | GSM | Feeder | 5746 | 201 | MANDVA AG | 014074 | 33/11 KV TISGAON
17271967 | DLMS-LnT | 053 | TCPIP_DLMS | GSM | Feeder | 5746 | 208 | kolhar | 014059 | 33/11 KV MIRI
X0402875 | DLMS-Secure | 055 | TCPIP_DLMS | GSM | Feeder | 5746 | 204 | KAUDGAON AG | 014074 | 33/11 KV TISGAON
X0401969 | DLMS-Secure | 055 | TCPIP_DLMS | GSM | Feeder | 5754 | 202 | 11 KV KARHETAKALI AG | 014148 | 33/11 KV KHANAPUR
07326367 | LnT | 053 | TCPIP_LNT | GSM | Feeder | 5754 | 205 | 11 KV BHAVINIMGAON AG | 014081 | 33/11KV DAHIGAON-NE
17271725 | DLMS-LnT | 053 | TCPIP_DLMS | GSM | Feeder | 5754 | 206 | 11 KV AMRAPUR GAOTHAN | 014056 | 33/11 KV SHEVGAON URBAN
17271724 | DLMS-LnT | 053 | TCPIP_DLMS | GSM | Feeder | 5754 | 205 | 11 KV AMRAPUR PWW EXPRESS | 014056 | 33/11 KV SHEVGAON URBAN
17271726 | DLMS-LnT | 053 | TCPIP_DLMS | GSM | Feeder | 5754 | 207 | 11 KV SHASTRI NAGAR | 014056 | 33/11 KV SHEVGAON URBAN
17271723 | DLMS-LnT | 053 | TCPIP_DLMS | GSM | Feeder | 5754 | 203 | 11 KV TALANI AG | 014068 | 33/11KV GHOTAN
X0400261 | DLMS-Secure | 055 | TCPIP_DLMS | GSM | Feeder | 5754 | 207 | 11 KV WAGHOLI AG | 014072 | 33/11KV DHORJALGAON
X0400376 | DLMS-Secure | 055 | TCPIP_DLMS | GSM | Feeder | 5754 | 207 | 11 KV CHANDGAON AG | 014081 | 33/11KV DAHIGAON-NE
X0401968 | DLMS-Secure | 055 | TCPIP_DLMS | GSM | Feeder | 5754 | 204 | 11 KV GOLEGAON AG | 014078 | 33/11KV BALAMTAKLI
MPU07061 | Secure | 055 | TCPIP_Secure | GSM | Feeder | 5754 | 206 | 11 KV AKHATWADE AG | 014159 | 33/11 KV BHATKUDGAON
03003068 | Genus | 065 | TCPIP_Genus | GSM | Feeder | 5754 | 206 | 11 KV BALAMTAKALI GAOTHAN | 014078 | 33/11KV BALAMTAKLI
17271870 | DLMS-LnT | 053 | TCPIP_DLMS | GSM | Feeder | 5754 | 210 | 11 KV BODAKHA AG | 014068 | 33/11KV GHOTAN
05124751 | Elster | 057 | TCPIP_Elster_RS232 | GSM | Feeder | 5754 | 203 | 11 KV KHANAPUR GFSS | 014148 | 33/11 KV KHANAPUR
07427556 | LnT | 053 | TCPIP_LNT | GSM | Feeder | 5754 | 206 | 11 KV DHORSADE LIFT | 014064 | 33/11KV SHAHARTAKALI
07326457 | LnT | 053 | TCPIP_LNT | GSM | Feeder | 5754 | 202 | 11 KV DAHIGAON-NE LIFT | 014081 | 33/11KV DAHIGAON-NE
17271869 | DLMS-LnT | 053 | TCPIP_DLMS | GSM | Feeder | 5754 | 202 | 11KV OLD DAHIFAL AG | 014068 | 33/11KV GHOTAN
X0401971 | DLMS-Secure | 055 | TCPIP_DLMS | GSM | Feeder | 5754 | 203 | 11 KV LADJALGAON AG | 014078 | 33/11KV BALAMTAKLI
00382567 | DLMS-HPL | 076 | TCPIP_DLMS | GSM | Feeder | 5754 | 205 | 11 KV DORJALGAON GAVTHAN | 014072 | 33/11KV DHORJALGAON
13546769 | DLMS-LnT | 053 | TCPIP_DLMS | GSM | Feeder | 5754 | 209 | 11 KV BAKHTARPUR AG | 014064 | 33/11KV SHAHARTAKALI
X1431410 | DLMS-Secure | 055 | TCPIP_DLMS | GSM | Feeder | 5754 | 208 | 11 KV MALEGAON FEEDER | 014056 | 33/11 KV SHEVGAON URBAN
00467067 | DLMS-HPL | 076 | TCPIP_DLMS | GSM | Feeder | 5754 | 201 | 11 KV BALAMTAKALI AG | 014078 | 33/11KV BALAMTAKLI
X1959300 | DLMS-Secure | 055 | TCPIP_DLMS | GSM | Feeder | 5754 | 201 | 11 KV BHATKUDGAON AG | 014159 | 33/11 KV BHATKUDGAON
00567630 | DLMS-HPL | 076 | TCPIP_DLMS | GSM | Feeder | 5754 | 201 | 11 KV DHORJALGAON AG | 014072 | 33/11KV DHORJALGAON
00567572 | DLMS-HPL | 076 | TCPIP_DLMS | GSM | Feeder | 5754 | 204 | 11 KV GARADWADI AG | 014072 | 33/11KV DHORJALGAON
00467054 | DLMS-HPL | 076 | TCPIP_DLMS | GSM | Feeder | 5754 | 205 | 11KV KEDARESHWAR EXP | 014078 | 33/11KV BALAMTAKLI
00380806 | DLMS-HPL | 076 | TCPIP_DLMS | GSM | Feeder | 5754 | 203 | 11 KV GAHILE WASTI AG | 014056 | 33/11 KV SHEVGAON URBAN
00380073 | DLMS-HPL | 076 | TCPIP_DLMS | GSM | Feeder | 5754 | 202 | 11 KV BODHEGAON AG | 014078 | 33/11KV BALAMTAKLI
MPU07060 | Secure | 055 | TCPIP_Secure | GSM | Feeder | 5754 | 204 | 11 KV BHATKUDGAON EXPRESS | 014159 | 33/11 KV BHATKUDGAON
05118031 | Elster | 057 | TCPIP_Elster_RS232 | GSM | Feeder | 5754 | 202 | MANGRUL SPS | 014063 | 33/11KV CHAPADGAON
05118052 | Elster | 057 | TCPIP_Elster_RS232 | GSM | Feeder | 5754 | 204 | 11 KV HATGAON | 014063 | 33/11KV CHAPADGAON
17271871 | DLMS-LnT | 053 | TCPIP_DLMS | GSM | Feeder | 5754 | 206 | 11 KV GHOTAN GFSS | 014068 | 33/11KV GHOTAN
08023986 | DLMS-Genus | 065 | TCPIP_DLMS | GSM | Feeder | 5754 | 201 | 11 KV DAHIGAON-NE AG | 014081 | 33/11KV DAHIGAON-NE
00567629 | DLMS-HPL | 076 | TCPIP_DLMS | GSM | Feeder | 5754 | 203 | 11 KV APEGAON AG | 014072 | 33/11KV DHORJALGAON
03015294 | Genus | 065 | TCPIP_Genus | GSM | Feeder | 5754 | 208 | 11KV SUKALI AG | 014078 | 33/11KV BALAMTAKLI
X0401923 | DLMS-Secure | 055 | TCPIP_DLMS | GSM | Feeder | 5754 | 209 | 11KV BODHEGAON GAOTHAN | 014078 | 33/11KV BALAMTAKLI
X0401922 | DLMS-Secure | 055 | TCPIP_DLMS | GSM | Feeder | 5754 | 210 | 11 KV LADJALGAON GAOTHAN | 014078 | 33/11KV BALAMTAKLI
X0402854 | DLMS-Secure | 055 | TCPIP_DLMS | GSM | Feeder | 5754 | 203 | 11 KV MUNGI AG | 014182 | 33/11 KV HATGAON
X0402772 | DLMS-Secure | 055 | TCPIP_DLMS | GSM | Feeder | 5754 | 201 | 11 KV HATGAON GFSS | 014182 | 33/11 KV HATGAON
X0402771 | DLMS-Secure | 055 | TCPIP_DLMS | GSM | Feeder | 5754 | 202 | 11 KV HATGAON AG | 014182 | 33/11 KV HATGAON
X0402877 | DLMS-Secure | 055 | TCPIP_DLMS | GSM | Feeder | 5754 | 209 | 11 KV NEW DAHIFAL AG | 014068 | 33/11KV GHOTAN
X0402825 | DLMS-Secure | 055 | TCPIP_DLMS | GSM | Feeder | 5754 | 207 | 11 KV LAKHEFAL AG | 014068 | 33/11KV GHOTAN
X0402802 | DLMS-Secure | 055 | TCPIP_DLMS | GSM | Feeder | 5754 | 202 | 11 KV WADULE AG | 014072 | 33/11KV DHORJALGAON
00567772 | DLMS-HPL | 076 | TCPIP_DLMS | GSM | Feeder | 5754 | 204 | 11 KV WADULA AG | 014056 | 33/11 KV SHEVGAON URBAN
XC458342 | DLMS-Secure | 055 | TCPIP_DLMS | GSM | Feeder | 5754 | 212 | 11 KV CHAPADGAON GFSS | 014063 | 33/11KV CHAPADGAON
XC458332 | DLMS-Secure | 055 | TCPIP_DLMS | GSM | Feeder | 5754 | 213 | 11 KV RAKSHI GFSS | 014063 | 33/11KV CHAPADGAON
00380097 | DLMS-HPL | 076 | TCPIP_DLMS | GSM | Feeder | 5754 | 201 | 11 KV DHORSADE AG | 014064 | 33/11KV SHAHARTAKALI
XC413323 | DLMS-Secure | 055 | TCPIP_DLMS | GSM | Feeder | 5754 | 201 | 11 KV ERANDGAON GFSS | 014188 | 33/11 KV ERANDGAON
XC439890 | DLMS-Secure | 055 | TCPIP_DLMS | GSM | Feeder | 5754 | 202 | 11 KV NITYASEWA GAOTHAN | 014194 | 33/11 KV GINNING & PRESSING
X0401942 | DLMS-Secure | 055 | TCPIP_DLMS | GSM | Feeder | 5754 | 207 | 11 KV THAKUR PIMPALGAON AG | 014078 | 33/11KV BALAMTAKLI
X0402799 | DLMS-Secure | 055 | TCPIP_DLMS | GSM | Feeder | 5754 | 202 | 11 KV AMRAPUR AG | 014056 | 33/11 KV SHEVGAON URBAN
X0400372 | DLMS-Secure | 055 | TCPIP_DLMS | GSM | Feeder | 5754 | 203 | 11 KV SHAHARTAKALI AG | 014064 | 33/11KV SHAHARTAKALI
XC413850 | DLMS-Secure | 055 | TCPIP_DLMS | GSM | Feeder | 5754 | 201 | 11 KV DAHIFAL GFSS | 014190 | 33/11 KV DAHIFAL
XC413333 | DLMS-Secure | 055 | TCPIP_DLMS | GSM | Feeder | 5754 | 202 | 11 KV ERANDGAON BACK WATER | 014188 | 33/11 KV ERANDGAON
X0400279 | DLMS-Secure | 055 | TCPIP_DLMS | GSM | Feeder | 5754 | 204 | 11 KV KARHETAKALI W/S EXPRESS | 014148 | 33/11 KV KHANAPUR
X0400257 | DLMS-Secure | 055 | TCPIP_DLMS | GSM | Feeder | 5754 | 205 | 11 KV BACK WATER | 014148 | 33/11 KV KHANAPUR
X0400277 | DLMS-Secure | 055 | TCPIP_DLMS | GSM | Feeder | 5754 | 209 | 11 KV NANDUR AG | 014072 | 33/11KV DHORJALGAON
X0400258 | DLMS-Secure | 055 | TCPIP_DLMS | GSM | Feeder | 5754 | 203 | 11 KV KHARADGAON GFSS | 014149 | 33/11 KV KHARADGAON
X0400280 | DLMS-Secure | 055 | TCPIP_DLMS | GSM | Feeder | 5754 | 202 | 11 KV WADGAON | 014149 | 33/11 KV KHARADGAON
X0400278 | DLMS-Secure | 055 | TCPIP_DLMS | GSM | Feeder | 5754 | 201 | 11 KV KHARADGAON | 014149 | 33/11 KV KHARADGAON
X0400373 | DLMS-Secure | 055 | TCPIP_DLMS | GSM | Feeder | 5754 | 206 | 11 KV DAHIGAON-NE GFSS | 014081 | 33/11KV DAHIGAON-NE
X0400374 | DLMS-Secure | 055 | TCPIP_DLMS | GSM | Feeder | 5754 | 204 | 11 KV GHEORI AG | 014081 | 33/11KV DAHIGAON-NE
17271897 | DLMS-LnT | 053 | TCPIP_DLMS | GSM | Feeder | 5754 | 207 | 11 KV PINGEWADI GFSS | 014063 | 33/11KV CHAPADGAON
17271673 | DLMS-LnT | 053 | TCPIP_DLMS | GSM | Feeder | 5754 | 205 | CHAPADGAON SPS | 014063 | 33/11KV CHAPADGAON
17271675 | DLMS-LnT | 053 | TCPIP_DLMS | GSM | Feeder | 5754 | 206 | WATER SUPPLY EXP. | 014063 | 33/11KV CHAPADGAON
17271894 | DLMS-LnT | 053 | TCPIP_DLMS | GSM | Feeder | 5754 | 203 | 11 KV PINGEWADI | 014063 | 33/11KV CHAPADGAON
XC413329 | DLMS-Secure | 055 | TCPIP_DLMS | GSM | Feeder | 5754 | 203 | 11 KV LAKHEFAL BACK WATER | 014188 | 33/11 KV ERANDGAON
X0400233 | DLMS-Secure | 055 | TCPIP_DLMS | GSM | Feeder | 5754 | 205 | 11 KV MAJALESHAHAR AG | 014064 | 33/11KV SHAHARTAKALI
XC427351 | DLMS-Secure | 055 | TCPIP_DLMS | GSM | Feeder | 5754 | 201 | 11 KV WATER SUPPLY EXPRESS | 014194 | 33/11 KV GINNING & PRESSING
XC413846 | DLMS-Secure | 055 | TCPIP_DLMS | GSM | Feeder | 5754 | 202 | 11 KV NEW DAHIFAL B/W | 014190 | 33/11 KV DAHIFAL
XC413856 | DLMS-Secure | 055 | TCPIP_DLMS | GSM | Feeder | 5754 | 203 | 11 KV OLD DAHIFAL B/W | 014190 | 33/11 KV DAHIFAL
X0400375 | DLMS-Secure | 055 | TCPIP_DLMS | GSM | Feeder | 5754 | 208 | 11 KV DEVALANE AG | 014081 | 33/11KV DAHIGAON-NE
X0400234 | DLMS-Secure | 055 | TCPIP_DLMS | GSM | Feeder | 5754 | 204 | 11 KV DEOTAKLI AG | 014064 | 33/11KV SHAHARTAKALI
X0400236 | DLMS-Secure | 055 | TCPIP_DLMS | GSM | Feeder | 5754 | 210 | 11 KV MATHACHIWADI AG | 014064 | 33/11KV SHAHARTAKALI
XC428113 | DLMS-Secure | 055 | TCPIP_DLMS | GSM | Feeder | 5754 | 203 | 11 KV G & P EXPRESS | 014194 | 33/11 KV GINNING & PRESSING
17271893 | DLMS-LnT | 053 | TCPIP_DLMS | GSM | Feeder | 5754 | 211 | 11 KV KHAMPIMPRI FEEDER | 014063 | 33/11KV CHAPADGAON
17271677 | DLMS-LnT | 053 | TCPIP_DLMS | GSM | Feeder | 5754 | 209 | 11 KV RAKSHI (SPS) | 014063 | 33/11KV CHAPADGAON
17271674 | DLMS-LnT | 053 | TCPIP_DLMS | GSM | Feeder | 5754 | 210 | 11KV GADEWADI FEEDER(SPS) | 014063 | 33/11KV CHAPADGAON
17271803 | DLMS-LnT | 053 | TCPIP_DLMS | GSM | Feeder | 5754 | 207 | 11 KV DEOTAKLI GFSS | 014064 | 33/11KV SHAHARTAKALI
17271805 | DLMS-LnT | 053 | TCPIP_DLMS | GSM | Feeder | 5754 | 202 | 11 KV GUMFA AG | 014159 | 33/11 KV BHATKUDGAON
17271807 | DLMS-LnT | 053 | TCPIP_DLMS | GSM | Feeder | 5754 | 203 | 11 KV HINGANGAON-NE AG | 014159 | 33/11 KV BHATKUDGAON
17271806 | DLMS-LnT | 053 | TCPIP_DLMS | GSM | Feeder | 5754 | 205 | 11 KV BHATKUDGAON GFSS | 014159 | 33/11 KV BHATKUDGAON
17271868 | DLMS-LnT | 053 | TCPIP_DLMS | GSM | Feeder | 5754 | 205 | 11 KV GHOTAN AG | 014068 | 33/11KV GHOTAN
X0400259 | DLMS-Secure | 055 | TCPIP_DLMS | GSM | Feeder | 5754 | 201 | 11 KV KHANAPUR AG | 014148 | 33/11 KV KHANAPUR
17271843 | DLMS-LnT | 053 | TCPIP_DLMS | GSM | Feeder | 5754 | 206 | 11 KV DINDEWADI AG | 014072 | 33/11KV DHORJALGAON
X0400281 | DLMS-Secure | 055 | TCPIP_DLMS | GSM | Feeder | 5754 | 208 | 11 KV AVHANE AG | 014072 | 33/11KV DHORJALGAON
03006989 | Genus | 065 | TCPIP_Genus | GSM | Feeder | 6726 | 203 | PIMPALGAON KAUDA (GFSS) | 014044 | 33/11 KV BHOIRE PATHAR
MSP12804 | Secure | 055 | TCPIP_Secure | GSM | Feeder | 6726 | 204 | SONEWADI (GFSS) | 014044 | 33/11 KV BHOIRE PATHAR
MSP37683 | Secure | 055 | TCPIP_Secure | GSM | Feeder | 6726 | 202 | Walki | 014042 | 33/11 kV Baburdi Bend
MSB11077 | Secure | 055 | TCPIP_Secure | GSM | Feeder | 6726 | 203 | 11 kv Walunj Pargaon | 014158 | NARAYAN DOH
03016443 | Genus | 065 | TCPIP_Genus | GSM | Feeder | 6726 | 206 | 11 kv Pimpalgaon Landga (AG) | 014039 | 33/11 KV MEHEKARI
MSP34440 | Secure | 055 | TCPIP_Secure | GSM | Feeder | 6726 | 201 | Jakhangaon | 014121 | Hiware Bazar
X0005274 | DLMS-Secure | 055 | TCPIP_DLMS | GSM | Feeder | 6726 | 201 | 11 KV DHAWDEWADI AG | 014174 | 33/11 KV GUNDEGAON
17271676 | DLMS-LnT | 053 | TCPIP_DLMS | GSM | Feeder | 6726 | 202 | Hiware Bazar | 014121 | Hiware Bazar
X0398589 | DLMS-Secure | 055 | TCPIP_DLMS | GSM | Feeder | 6726 | 211 | 11 KV TANDALI GFSS | 014043 | 33/11KV RUI CHHATTISHI S/S
XB405561 | DLMS-Secure | 055 | TCPIP_DLMS | GSM | Feeder | 6726 | 202 | COMMISSIONER ANGR MIRI | 014041 | 33/11 KV MULA DAM
XB405563 | DLMS-Secure | 055 | TCPIP_DLMS | GSM | Feeder | 6726 | 201 | CEO ZP ANGR MIRI | 014041 | 33/11 KV MULA DAM
X0005272 | DLMS-Secure | 055 | TCPIP_DLMS | GSM | Feeder | 6726 | 201 | AKOLNER AG | 014176 | 33/11 KV AKOLNER
17272037 | DLMS-LnT | 053 | TCPIP_DLMS | GSM | Feeder | 6726 | 202 | Mehekari AG | 014039 | 33/11 KV MEHEKARI
X0005254 | DLMS-Secure | 055 | TCPIP_DLMS | GSM | Feeder | 6726 | 202 | New Sarola Ag | 014176 | 33/11 KV AKOLNER
17272036 | DLMS-LnT | 053 | TCPIP_DLMS | GSM | Feeder | 6726 | 206 | Bhatodi (GFSS) | 014038 | 33/11 KV CHICHONDI PATIL
17271844 | DLMS-LnT | 053 | TCPIP_DLMS | GSM | Feeder | 6726 | 204 | 11 kv Kolewadi | 014040 | 33/11 KV DEHARE S/STN
X1705279 | DLMS-Secure | 055 | TCPIP_DLMS | GSM | Feeder | 6726 | 208 | 11 KV SOLAR GENERATION FEEDER | 014158 | NARAYAN DOH
X1957520 | DLMS-Secure | 055 | TCPIP_LNT | GSM | Feeder | 6726 | 207 | Ambilwadi | 014043 | 33/11KV RUI CHHATTISHI S/S
X1959570 | DLMS-Secure | 055 | TCPIP_Secure | GSM | Feeder | 6726 | 202 | 11 kv Gunwadi | 014043 | 33/11KV RUI CHHATTISHI S/S
X1959501 | DLMS-Secure | 055 | TCPIP_LNT | GSM | Feeder | 6726 | 201 | 11 kv Rui chh. | 014043 | 33/11KV RUI CHHATTISHI S/S
05036867 | DLMS-HPL | 076 | TCPIP_DLMS | GSM | Feeder | 6726 | 205 | 11 kv Pimpalgaon malvi | 014037 | 33/11 KV JEUR S/STN
X1928740 | DLMS-Secure | 055 | TCPIP_DLMS | GSM | Feeder | 6726 | 212 | 11 KV GHV EXPRESS | 014043 | 33/11KV RUI CHHATTISHI S/S
05161815 | DLMS-HPL | 076 | TCPIP_LnT_9600 | GSM | Feeder | 6726 | 201 | Kaudgaon | 014039 | 33/11 KV MEHEKARI
05037374 | HPL | 076 | TCPIP_HSPL | GSM | Feeder | 6726 | 202 | 11 kv Dongargan AG | 014037 | 33/11 KV JEUR S/STN
X1959573 | Secure | 055 | TCPIP_Secure | GSM | Feeder | 6726 | 204 | 11 kv Sarola kasar | 014042 | 33/11 kV Baburdi Bend
05037123 | DLMS-HPL | 076 | TCPIP_DLMS | GSM | Feeder | 6726 | 203 | 11 KV PANGARMAL (AG) | 014037 | 33/11 KV JEUR S/STN
05161948 | DLMS-HPL | 076 | TCPIP_HSPL | GSM | Feeder | 6726 | 203 | 11 kV Khadaki | 014042 | 33/11 kV Baburdi Bend
05037580 | DLMS-HPL | 076 | TCPIP_HSPL | GSM | Feeder | 6726 | 206 | 11 kv Babhurdi Ghumat - GFSS- | 014042 | 33/11 kV Baburdi Bend
05161806 | DLMS-HPL | 076 | TCPIP_DLMS | GSM | Feeder | 6726 | 205 | 11 kv Shahapur -GFSS- | 014039 | 33/11 KV MEHEKARI
05036674 | DLMS-HPL | 076 | TCPIP_DLMS | GSM | Feeder | 6726 | 201 | 11 kv Jeur | 014037 | 33/11 KV JEUR S/STN
X1959500 | DLMS-Secure | 055 | TCPIP_DLMS | GSM | Feeder | 6726 | 201 | Kamargaon | 014044 | 33/11 KV BHOIRE PATHAR
X1959190 | DLMS-Secure | 055 | TCPIP_DLMS | GSM | Feeder | 6726 | 206 | Pimpalgaon (AG) | 014121 | Hiware Bazar
MSP12796 | Secure | 055 | TCPIP_Secure | GSM | Feeder | 6726 | 206 | 11 kv Wadgaon Tandali | 014043 | 33/11KV RUI CHHATTISHI S/S
12627747 | DLMS-LnT | 053 | TCPIP_DLMS | GSM | Feeder | 6726 | 202 | 11 KV SHINGAVE AG | 014040 | 33/11 KV DEHARE S/STN
00466816 | DLMS-HPL | 076 | TCPIP_DLMS | GSM | Feeder | 6726 | 203 | 11 KV Nandgaon (GFSS) | 014040 | 33/11 KV DEHARE S/STN
MSB11079 | Secure | 055 | TCPIP_Secure | GSM | Feeder | 6726 | 207 | DHANGARWADI GFSS | 014037 | 33/11 KV JEUR S/STN
03015923 | Genus | 065 | TCPIP_Genus | GSM | Feeder | 6726 | 205 | 11 kv vilad AG | 014040 | 33/11 KV DEHARE S/STN
03004033 | Genus | 065 | TCPIP_Genus | GSM | Feeder | 6726 | 209 | 11 KV IMAMPUR | 014037 | 33/11 KV JEUR S/STN
MSB11078 | Secure | 055 | TCPIP_Secure | GSM | Feeder | 6726 | 206 | 11 KV SASEWADI | 014037 | 33/11 KV JEUR S/STN
MSB11081 | Secure | 055 | TCPIP_Secure | GSM | Feeder | 6726 | 202 | 11 kv Mandwa | 014158 | NARAYAN DOH
05161939 | DLMS-HPL | 076 | TCPIP_DLMS | GSM | Feeder | 6726 | 201 | 11 kv Gawaliwada | 014040 | 33/11 KV DEHARE S/STN
05037816 | HPL | 076 | TCPIP_HSPL | GSM | Feeder | 6726 | 208 | UDARMAL (GFSS) | 014037 | 33/11 KV JEUR S/STN
05161933 | HPL | 076 | TCPIP_HSPL | GSM | Feeder | 6726 | 201 | Deulgaon sidhhi | 014042 | 33/11 kV Baburdi Bend
05037666 | DLMS-HPL | 076 | TCPIP_DLMS | GSM | Feeder | 6726 | 208 | 11 kv Barababhali | 014039 | 33/11 KV MEHEKARI
05161828 | DLMS-HPL | 076 | TCPIP_DLMS | GSM | Feeder | 6726 | 205 | NARAYANDOHO GFSS | 014158 | NARAYAN DOH
05036775 | DLMS-HPL | 076 | TCPIP_DLMS | GSM | Feeder | 6726 | 208 | Ahmednagar Goat Farm | 014042 | 33/11 kV Baburdi Bend
05161825 | HPL | 076 | TCPIP_HSPL | GSM | Feeder | 6726 | 210 | 11 KV GHOSPURI GFSS | 014042 | 33/11 kV Baburdi Bend
MSP12799 | Secure | 055 | TCPIP_Secure | GSM | Feeder | 6726 | 204 | 11 kv Manjarsumba -GFSS- | 014037 | 33/11 KV JEUR S/STN
09206092 | LnT | 053 | TCPIP_LnT_9600 | GSM | Feeder | 6726 | 204 | 11 kv Shiradhon | 014043 | 33/11KV RUI CHHATTISHI S/S
X0005251 | DLMS-Secure | 055 | TCPIP_DLMS | GSM | Feeder | 6726 | 204 | 11 KV AKOLNER GAOTHAN | 014176 | 33/11 KV AKOLNER
XE482543 | DLMS-Secure | 055 | TCPIP_DLMS | GSM | Feeder | 6726 | 207 | MUMBADEVI GAOTHAN | 014121 | Hiware Bazar
X0494552 | DLMS-Secure | 055 | TCPIP_DLMS | GSM | Feeder | 6726 | 210 | HATAVALAN GFFS | 014043 | 33/11KV RUI CHHATTISHI S/S
XD448671 | DLMS-Secure | 055 | TCPIP_DLMS | GSM | Feeder | 6726 | 401 | SHAHANE SOLAR | 014121 | Hiware Bazar
08023974 | DLMS-Genus | 065 | TCPIP_DLMS | GSM | Feeder | 6726 | 208 | 11 kv Ralegan | 014043 | 33/11KV RUI CHHATTISHI S/S
05161935 | DLMS-HPL | 076 | TCPIP_DLMS | GSM | Feeder | 6726 | 202 | 11 KV TUKAI AG | 014174 | 33/11 KV GUNDEGAON
X2141753 | DLMS-Secure | 055 | TCPIP_DLMS | GSM | Feeder | 6726 | 203 | 11KV DATTAMANDIR FEEDER | 014349 | 33/11KV PIMPALGAON MALVI(DONGARGAN)
X2141754 | DLMS-Secure | 055 | TCPIP_DLMS | GSM | Feeder | 6726 | 202 | 11KV ADHWADI AG FEEDER | 014349 | 33/11KV PIMPALGAON MALVI(DONGARGAN)
X2141751 | DLMS-Secure | 055 | TCPIP_DLMS | GSM | Feeder | 6726 | 201 | 11KV KETAKI AG | 014349 | 33/11KV PIMPALGAON MALVI(DONGARGAN)
X2006434 | DLMS-Secure | 055 | TCPIP_DLMS | GSM | Feeder | 6726 | 211 | 11KV NATHKRUPA ENGINEERS | 014037 | 33/11 KV JEUR S/STN
05161923 | DLMS-HPL | 076 | TCPIP_DLMS | GSM | Feeder | 6726 | 205 | 11 kv Hiware zare | 014042 | 33/11 kV Baburdi Bend
X1959503 | DLMS-Secure | 055 | TCPIP_DLMS | GSM | Feeder | 6726 | 205 | HINGANGAON GAOTHAN | 014121 | Hiware Bazar
X1959571 | DLMS-Secure | 055 | TCPIP_DLMS | GSM | Feeder | 6726 | 202 | Chass | 014044 | 33/11 KV BHOIRE PATHAR
05161949 | DLMS-HPL | 076 | TCPIP_DLMS | GSM | Feeder | 6726 | 209 | Sakhar Karkhana (GFSS) | 014042 | 33/11 kV Baburdi Bend
X1959504 | DLMS-Secure | 055 | TCPIP_DLMS | GSM | Feeder | 6726 | 203 | Takali Khatgaon | 014121 | Hiware Bazar
05161809 | DLMS-HPL | 076 | TCPIP_DLMS | GSM | Feeder | 6726 | 207 | 11 KV AGADGAON AG | 014039 | 33/11 KV MEHEKARI
05161835 | DLMS-HPL | 076 | TCPIP_DLMS | GSM | Feeder | 6726 | 203 | 11 kv Parewadi | 014039 | 33/11 KV MEHEKARI
05161827 | DLMS-HPL | 076 | TCPIP_DLMS | GSM | Feeder | 6726 | 205 | 11 kv Renuka Devi ( C. Patil ) | 014038 | 33/11 KV CHICHONDI PATIL
05161829 | DLMS-HPL | 076 | TCPIP_DLMS | GSM | Feeder | 6726 | 202 | Takli kazi | 014038 | 33/11 KV CHICHONDI PATIL
05161823 | DLMS-HPL | 076 | TCPIP_DLMS | GSM | Feeder | 6726 | 203 | 11 KV KELNADI AG FEEDER | 014038 | 33/11 KV CHICHONDI PATIL
05161824 | DLMS-HPL | 076 | TCPIP_DLMS | GSM | Feeder | 6726 | 206 | Walunj GFSS | 014158 | NARAYAN DOH
05161822 | DLMS-HPL | 076 | TCPIP_DLMS | GSM | Feeder | 6726 | 201 | Chichondi patil | 014038 | 33/11 KV CHICHONDI PATIL
05161826 | DLMS-HPL | 076 | TCPIP_DLMS | GSM | Feeder | 6726 | 204 | venkateshwara | 014158 | NARAYAN DOH
05036707 | DLMS-HPL | 076 | TCPIP_DLMS | GSM | Feeder | 6726 | 204 | 11 kv Athwad -GFSS- | 014038 | 33/11 KV CHICHONDI PATIL
X0005255 | DLMS-Secure | 055 | TCPIP_DLMS | GSM | Feeder | 6726 | 204 | 11 KV GUNDEGAON GFSS | 014174 | 33/11 KV GUNDEGAON
XB405562 | DLMS-Secure | 055 | TCPIP_DLMS | GSM | Feeder | 6726 | 204 | 11 KV MIDC WATER WORKS | 014041 | 33/11 KV MULA DAM
MSB11083 | Secure | 055 | TCPIP_Secure | GSM | Feeder | 6726 | 201 | 11 KV Nimbodi | 014158 | NARAYAN DOH
03003061 | Genus | 065 | TCPIP_Genus | GSM | Feeder | 6726 | 211 | SHRIKHAND MALA | 014042 | 33/11 kV Baburdi Bend
03003051 | Genus | 065 | TCPIP_Genus | GSM | Feeder | 6726 | 207 | 11 KV Khandala (GFSS) | 014042 | 33/11 kV Baburdi Bend
03016475 | Genus | 065 | TCPIP_Genus | GSM | Feeder | 6726 | 204 | 11 kv pargaon-GFSS- | 014039 | 33/11 KV MEHEKARI
MSP34402 | Secure | 055 | TCPIP_Secure | GSM | Feeder | 6726 | 204 | Nimgaonwagha Gaothan | 014121 | Hiware Bazar
11490344 | DLMS-LnT | 053 | TCPIP_DLMS | GSM | Feeder | 4204 | 204 | 11 kV Arangaon Road | 017001 | 132 kV Kedgaon
17270716 | DLMS-LnT | 053 | TCPIP_DLMS | GSM | Feeder | 4204 | 202 | 11 kV Burudgaon | 017001 | 132 kV Kedgaon
05161938 | DLMS-HPL | 076 | TCPIP_DLMS | GSM | Feeder | 4204 | 206 | GPO ROAD | 014162 | 33 KV Vidyut Bhavan
08025531 | DLMS-Genus | 065 | TCPIP_DLMS | GSM | Feeder | 4204 | 201 | DEVI ROAD | 014164 | 33 KV KEDGAON
XE489675 | DLMS-Secure | 055 | TCPIP_DLMS | GSM | Feeder | 4204 | 202 | 11 KV ALAMGIR | 014594 | `33/11 KV BHINGAR (KAPAREWADI)-
XE489667 | DLMS-Secure | 055 | TCPIP_DLMS | GSM | Feeder | 4204 | 201 | 11 KV NAGARDEVLE | 014594 | `33/11 KV BHINGAR (KAPAREWADI)-
08023199 | DLMS-Genus | 065 | TCPIP_DLMS | GSM | Feeder | 4204 | 203 | Kedgaon MIDC | 014164 | 33 KV KEDGAON
08025532 | DLMS-Genus | 065 | TCPIP_DLMS | GSM | Feeder | 4204 | 204 | 11 kV Bhingar | 014032 | 33/11 KV SOLAPUR RD.
X1095205 | DLMS-Secure | 055 | TCPIP_DLMS | GSM | Feeder | 4204 | 402 | 33 kV KINETIC | 017001 | 132 kV Kedgaon
08025522 | DLMS-Genus | 065 | TCPIP_DLMS | GSM | Feeder | 4204 | 201 | 11 KV ASHOKA | 014032 | 33/11 KV SOLAPUR RD.
05161830 | DLMS-HPL | 076 | TCPIP_DLMS | GSM | Feeder | 4204 | 203 | 11KV WAKODI FATA | 014162 | 33 KV Vidyut Bhavan
05161821 | DLMS-HPL | 076 | TCPIP_DLMS | GSM | Feeder | 4204 | 202 | 11 KV GANJ BAZAR | 014032 | 33/11 KV SOLAPUR RD.
05161840 | DLMS-HPL | 076 | TCPIP_DLMS | GSM | Feeder | 4204 | 203 | 11 kV Darewadi | 014032 | 33/11 KV SOLAPUR RD.
14676607 | DLMS-LnT | 053 | TCPIP_DLMS | GSM | Feeder | 4204 | 207 | 11 kV Kedgaon | 017001 | 132 kV Kedgaon
03003173 | Genus | 065 | TCPIP_Genus | GSM | Feeder | 4204 | 202 | Bhushan Nagar | 014164 | 33 KV KEDGAON
09206056 | LnT | 053 | TCPIP_LnT_9600 | GSM | Feeder | 4204 | 205 | 11 kV MES-II | 014032 | 33/11 KV SOLAPUR RD.
12484320 | LnT | 053 | TCPIP_LnT_9600 | GSM | Feeder | 4204 | 201 | Market Yard | 014162 | 33 KV Vidyut Bhavan
12484627 | LnT | 053 | TCPIP_LnT_9600 | GSM | Feeder | 4204 | 202 | Sarasnagar | 014162 | 33 KV Vidyut Bhavan
13043089 | LnT | 053 | TCPIP_LnT_9600 | GSM | Feeder | 4204 | 205 | Ahmednagar Station Road | 014162 | 33 KV Vidyut Bhavan
03005327 | Genus | 065 | TCPIP_Genus | GSM | Feeder | 4204 | 206 | 11 kV Kedgaon Industrial | 017001 | 132 kV Kedgaon
13376417 | DLMS-LnT | 053 | TCPIP_DLMS | GSM | Feeder | 4204 | 203 | 11 kV Malhar Chowk | 017001 | 132 kV Kedgaon
03005336 | Genus | 065 | TCPIP_Genus | GSM | Feeder | 4204 | 208 | 11 kV VRDE | 017001 | 132 kV Kedgaon
17270715 | DLMS-LnT | 053 | TCPIP_DLMS | GSM | Feeder | 4204 | 205 | NEPTI MIX AG | 017001 | 132 kV Kedgaon
X0399666 | DLMS-Secure | 055 | TCPIP_DLMS | GSM | Feeder | 4204 | 405 | 33 kV MIRC | 017001 | 132 kV Kedgaon
X0399672 | DLMS-Secure | 055 | TCPIP_DLMS | GSM | Feeder | 4204 | 410 | SUZLON | 017001 | 132 kV Kedgaon
17270717 | DLMS-LnT | 053 | TCPIP_DLMS | GSM | Feeder | 4204 | 201 | 11 KV CHASS | 017001 | 132 kV Kedgaon
XE489682 | DLMS-Secure | 055 | TCPIP_DLMS | GSM | Feeder | 4204 | 204 | 11 KV KAPURWADI AG | 014594 | `33/11 KV BHINGAR (KAPAREWADI)-
X1959637 | DLMS-Secure | 055 | TCPIP_DLMS | GSM | Feeder | 4200 | 205 | 11 KV CIVIL HOSPITAL A'NAGAR | 014035 | 33/11 KV NALEGAON
05037385 | DLMS-HPL | 076 | TCPIP_DLMS | GSM | Feeder | 4200 | 201 | CHAITANYA | 014152 | 33 KV G BLOCK
Q0779357 | DLMS-Secure | 055 | TCPIP_DLMS | GSM | Feeder | 4200 | 703 | 132KV ISMT | 017009 | 132 MIDC
00279168 | DLMS-HPL | 076 | TCPIP_DLMS | GSM | Feeder | 4200 | 204 | 11 KV VIDEOCON | 014034 | 33 KV SAWEDI
00467069 | DLMS-HPL | 076 | TCPIP_DLMS | GSM | Feeder | 4200 | 205 | 11 kv Pokhardi (GFSS) | 014034 | 33 KV SAWEDI
00307861 | DLMS-HPL | 076 | TCPIP_DLMS | GSM | Feeder | 4200 | 204 | Akash | 014152 | 33 KV G BLOCK
00307865 | DLMS-HPL | 076 | TCPIP_DLMS | GSM | Feeder | 4200 | 202 | Suraj | 014152 | 33 KV G BLOCK
05037337 | DLMS-HPL | 076 | TCPIP_DLMS | GSM | Feeder | 4200 | 203 | 11 KV VAIBHAV | 014036 | 33 KV L-BLOCK
XC413313 | DLMS-Secure | 055 | TCPIP_DLMS | GSM | Feeder | 4200 | 203 | 11 KV BHISTBAG | 014189 | 33 KV BHISTBAG
XC413326 | DLMS-Secure | 055 | TCPIP_DLMS | GSM | Feeder | 4200 | 202 | 11 KV KADAMBARI | 014189 | 33 KV BHISTBAG
XC413322 | DLMS-Secure | 055 | TCPIP_DLMS | GSM | Feeder | 4200 | 204 | 11 KV NIRMAL NAGAR | 014189 | 33 KV BHISTBAG
XC439901 | DLMS-Secure | 055 | TCPIP_DLMS | GSM | Feeder | 4200 | 210 | 11 KV MAHANAGARPALIKA W/S | 014034 | 33 KV SAWEDI
XE419719 | DLMS-Secure | 055 | TCPIP_DLMS | GSM | Feeder | 4200 | 209 | KHAREKARJUNE GAVTHAN | 014036 | 33 KV L-BLOCK
XD453546 | DLMS-Secure | 055 | TCPIP_DLMS | GSM | Feeder | 4200 | 208 | 11 KV BAJAJ | 014152 | 33 KV G BLOCK
XD412845 | DLMS-Secure | 055 | TCPIP_DLMS | GSM | Feeder | 4200 | 207 | 11 KV POKHARDI AG | 014189 | 33 KV BHISTBAG
00306889 | DLMS-HPL | 076 | TCPIP_DLMS | GSM | Feeder | 4200 | 206 | K K RANGE | 014152 | 33 KV G BLOCK
X0399762 | DLMS-Secure | 055 | TCPIP_DLMS | GSM | Feeder | 4200 | 208 | 11 KV NAV NAGAPUR | 017009 | 132 MIDC
X0399663 | DLMS-Secure | 055 | TCPIP_DLMS | GSM | Feeder | 4200 | 205 | 11 KV CROMPTON | 017009 | 132 MIDC
X0399667 | DLMS-Secure | 055 | TCPIP_DLMS | GSM | Feeder | 4200 | 209 | 11 KV VIR ALLOY | 017009 | 132 MIDC
X0399760 | DLMS-Secure | 055 | TCPIP_DLMS | GSM | Feeder | 4200 | 202 | 11 KV MAHINDRA | 017009 | 132 MIDC
13546764 | DLMS-LnT | 053 | TCPIP_DLMS | GSM | Feeder | 4200 | 206 | SIDHIVINAYAK | 014035 | 33/11 KV NALEGAON
00467051 | DLMS-HPL | 076 | TCPIP_DLMS | GSM | Feeder | 4200 | 201 | 11 KV VASANT TEKADI | 014034 | 33 KV SAWEDI
00567763 | DLMS-HPL | 076 | TCPIP_DLMS | GSM | Feeder | 4200 | 209 | 11KV MUKUND NAGAR | 014034 | 33 KV SAWEDI
XD453554 | DLMS-Secure | 055 | TCPIP_DLMS | GSM | Feeder | 4200 | 207 | 11 KV SAIBAN | 014152 | 33 KV G BLOCK
XC435475 | DLMS-Secure | 055 | TCPIP_DLMS | GSM | Feeder | 4200 | 206 | 11 KV SHENDI GFSS | 014189 | 33 KV BHISTBAG
X0853609 | DLMS-Secure | 055 | TCPIP_DLMS | GSM | Feeder | 4200 | 203 | 11 KV KOHINOOR | 014593 | 33/11 KV BOLHEGAON GIS SUBSTATION
X0402909 | DLMS-Secure | 055 | TCPIP_DLMS | GSM | Feeder | 4200 | 202 | 11 KV PROFESSOR CHOWK | 014593 | 33/11 KV BOLHEGAON GIS SUBSTATION
X0401323 | DLMS-Secure | 055 | TCPIP_DLMS | GSM | Feeder | 4200 | 201 | 11 KV SAVEDI GAV | 014593 | 33/11 KV BOLHEGAON GIS SUBSTATION
00382617 | DLMS-HPL | 076 | TCPIP_DLMS | GSM | Feeder | 4200 | 205 | Link Road | 014152 | 33 KV G BLOCK
X1959636 | DLMS-Secure | 055 | TCPIP_DLMS | GSM | Feeder | 4200 | 201 | 11 kV Maliwada | 014035 | 33/11 KV NALEGAON
X1094397 | DLMS-Secure | 055 | TCPIP_DLMS | GSM | Feeder | 4200 | 208 | 11 kv 'M' Block | 014036 | 33 KV L-BLOCK
05037141 | DLMS-HPL | 076 | TCPIP_DLMS | GSM | Feeder | 4200 | 205 | 11 KV NIMBLAK | 014036 | 33 KV L-BLOCK
05037372 | DLMS-HPL | 076 | TCPIP_DLMS | GSM | Feeder | 4200 | 211 | 11 KV VAISHNAVI | 014036 | 33 KV L-BLOCK
X1094464 | DLMS-Secure | 055 | TCPIP_DLMS | GSM | Feeder | 4200 | 210 | 11 KV NAVKAR | 014036 | 33 KV L-BLOCK
X1083067 | DLMS-Secure | 055 | TCPIP_DLMS | GSM | Feeder | 4200 | 209 | 11 KV DOLPHIN | 014152 | 33 KV G BLOCK
X1959304 | DLMS-Secure | 055 | TCPIP_DLMS | GSM | Feeder | 4200 | 203 | ITI | 014152 | 33 KV G BLOCK
XB431181 | DLMS-Secure | 055 | TCPIP_DLMS | GSM | Feeder | 4200 | 207 | 11 KV Om Sai | 014036 | 33 KV L-BLOCK
07424397 | LnT | 053 | TCPIP_LNT | GSM | Feeder | 4200 | 203 | 11 KV GANESH | 014035 | 33/11 KV NALEGAON
00308750 | DLMS-HPL | 076 | TCPIP_DLMS | GSM | Feeder | 4200 | 404 | 33 KV HOGANAS | 017009 | 132 MIDC
00279140 | DLMS-HPL | 076 | TCPIP_DLMS | GSM | Feeder | 4200 | 203 | 11 kv Shendi | 014034 | 33 KV SAWEDI
13062918 | LnT | 053 | TCPIP_LnT_9600 | GSM | Feeder | 4200 | 208 | 11KV BALIKASHRAM | 014035 | 33/11 KV NALEGAON
14017494 | LnT | 053 | TCPIP_LnT_9600 | GSM | Feeder | 4200 | 202 | 11 KV LALTAKI | 014035 | 33/11 KV NALEGAON
00380228 | DLMS-HPL | 076 | TCPIP_DLMS | GSM | Feeder | 4200 | 202 | 11 KV SHAPE WELL | 014036 | 33 KV L-BLOCK
08023200 | DLMS-Genus | 065 | TCPIP_DLMS | GSM | Feeder | 4200 | 201 | 11 KV L & T | 014036 | 33 KV L-BLOCK
00567755 | DLMS-HPL | 076 | TCPIP_DLMS | GSM | Feeder | 4200 | 206 | 11 kV PIPELINE | 014036 | 33 KV L-BLOCK
X1095202 | DLMS-Secure | 055 | TCPIP_DLMS | GSM | Feeder | 4200 | 405 | 33 KV AMBIKA | 017009 | 132 MIDC
00381066 | DLMS-HPL | 076 | TCPIP_DLMS | GSM | Feeder | 4200 | 209 | 11 KV CHINTAMANI | 014035 | 33/11 KV NALEGAON
00308729 | DLMS-HPL | 076 | TCPIP_DLMS | GSM | Feeder | 4200 | 409 | 33 KV EXIDE | 017009 | 132 MIDC
00279216 | DLMS-HPL | 076 | TCPIP_DLMS | GSM | Feeder | 4200 | 202 | 11 KV FAKIRWADA | 014034 | 33 KV SAWEDI
00279217 | DLMS-HPL | 076 | TCPIP_DLMS | GSM | Feeder | 4200 | 206 | 11 kv Ujani Mata | 014034 | 33 KV SAWEDI
13070615 | LnT | 053 | TCPIP_LnT_9600 | GSM | Feeder | 4200 | 207 | 11KV SHIVAJI NAGAR | 014035 | 33/11 KV NALEGAON
07424396 | LnT | 053 | TCPIP_LNT | GSM | Feeder | 4200 | 204 | 11 KV DELHI GATE | 014035 | 33/11 KV NALEGAON
05037312 | DLMS-HPL | 076 | TCPIP_DLMS | GSM | Feeder | 4200 | 204 | 11 KV BOLHEGAON | 014036 | 33 KV L-BLOCK
XE419585 | DLMS-Secure | 055 | TCPIP_DLMS | GSM | Feeder | 4200 | 210 | 11 KV SONKUL | 014152 | 33 KV G BLOCK
12628653 | DLMS-LnT | 053 | TCPIP_DLMS | GSM | Feeder | 4200 | 211 | 11 KV GULMOHAR | 017009 | 132 MIDC
12628655 | DLMS-LnT | 053 | TCPIP_DLMS | GSM | Feeder | 4200 | 210 | 11 KV CIVIL AHMEDNAGAR | 017009 | 132 MIDC
12628700 | DLMS-LnT | 053 | TCPIP_DLMS | GSM | Feeder | 4200 | 206 | 11 KV GARWARE | 017009 | 132 MIDC
12628701 | DLMS-LnT | 053 | TCPIP_DLMS | GSM | Feeder | 4200 | 207 | 11 KV WATER SUPPLY | 017009 | 132 MIDC
13546767 | DLMS-LnT | 053 | TCPIP_DLMS | GSM | Feeder | 4200 | 208 | BANESHWAR AG | 014034 | 33 KV SAWEDI
12628702 | DLMS-LnT | 053 | TCPIP_DLMS | GSM | Feeder | 4200 | 201 | 11 KV CHAKAN | 017009 | 132 MIDC
12628654 | DLMS-LnT | 053 | TCPIP_DLMS | GSM | Feeder | 4200 | 204 | 11 KV BALAJI | 017009 | 132 MIDC
12628698 | DLMS-LnT | 053 | TCPIP_DLMS | GSM | Feeder | 4200 | 407 | 33 kV L & T | 017009 | 132 MIDC
12628699 | DLMS-LnT | 053 | TCPIP_DLMS | GSM | Feeder | 4200 | 203 | 11 KV BANBRO | 017009 | 132 MIDC
00467043 | DLMS-HPL | 076 | TCPIP_DLMS | GSM | Feeder | 4200 | 207 | 11 KV BURAHANAGAR | 014034 | 33 KV SAWEDI
XC413321 | DLMS-Secure | 055 | TCPIP_DLMS | GSM | Feeder | 4200 | 201 | 11 KV PARIJAT | 014189 | 33 KV BHISTBAG
XC413318 | DLMS-Secure | 055 | TCPIP_DLMS | GSM | Feeder | 4200 | 205 | 11 KV VADGAON | 014189 | 33 KV BHISTBAG
07424776 | LnT | 053 | TCPIP_LNT | GSM | Feeder | 6718 | 204 | WADNER HAVELI AG | 014045 | 33/11 KV PARNER
07425337 | LnT | 053 | TCPIP_LNT | GSM | Feeder | 6718 | 203 | 11 KV HANGA AG | 014092 | 33/11 KV SUPA MIDC
03003353 | Genus | 065 | TCPIP_Genus | GSM | Feeder | 6718 | 202 | KOHAKADI AG | 014052 | 22/11 KV NARAYANGAWHAN
07409358 | LnT | 053 | TCPIP_LNT | GSM | Feeder | 6718 | 207 | MASKEWADI GFSS | 014098 | 33/11 KV ALKUTI
15003666 | LnT | 053 | TCPIP_LnT_9600 | GSM | Feeder | 6718 | 211 | ACCORD EXPRESS | 014092 | 33/11 KV SUPA MIDC
07424754 | LnT | 053 | TCPIP_LNT | GSM | Feeder | 6718 | 204 | SHIRAPUR AG | 014098 | 33/11 KV ALKUTI
15032606 | LnT | 053 | TCPIP_LnT_9600 | GSM | Feeder | 6718 | 202 | 11 KV ASTAGAON AG | 014172 | 33/11 KV PIMPRI GAWLI
03003145 | Genus | 065 | TCPIP_Genus | GSM | Feeder | 6718 | 202 | DIKSAL AG | 014045 | 33/11 KV PARNER
07424778 | LnT | 053 | TCPIP_LNT | GSM | Feeder | 6718 | 203 | 11 KV DHOTRE-DHOKI AG | 014048 | 33/11 KV TAKALI DHOKESHWAR
07424751 | LnT | 053 | TCPIP_LNT | GSM | Feeder | 6718 | 202 | POKARI AG | 014048 | 33/11 KV TAKALI DHOKESHWAR
03006585 | Genus | 065 | TCPIP_Genus | GSM | Feeder | 6718 | 209 | WATER WORK EXPRESS | 014045 | 33/11 KV PARNER
15048870 | LnT | 053 | TCPIP_LnT_9600 | GSM | Feeder | 6718 | 202 | 11 KV PIMPALGAON GFSS | 014171 | 33/11 KV PIMPALGAON ROTHA
07424542 | LnT | 053 | TCPIP_LNT | GSM | Feeder | 6718 | 204 | 11 KV JATEGAON AG | 014052 | 22/11 KV NARAYANGAWHAN
03016467 | Genus | 065 | TCPIP_Genus | GSM | Feeder | 6718 | 203 | POKHARI GFSS | 014124 | 33/11kv Palaspur
MSP34426 | Secure | 055 | TCPIP_Secure | GSM | Feeder | 6718 | 202 | 11 KV SUTARWADI | 014163 | 33/11 KV DHAWALPURI
07425023 | LnT | 053 | TCPIP_LNT | GSM | Feeder | 6718 | 203 | 11 KV RANJANGAON AG | 014172 | 33/11 KV PIMPRI GAWLI
MSP37560 | Secure | 055 | TCPIP_Secure | GSM | Feeder | 6718 | 203 | KALU DAM | 014163 | 33/11 KV DHAWALPURI
07425098 | LnT | 053 | TCPIP_LNT | GSM | Feeder | 6718 | 201 | 11 KV NIGHOJ Ag | 014047 | 33/11 KV NIGHOJ
03003170 | Genus | 065 | TCPIP_Genus | GSM | Feeder | 6718 | 206 | PUNEWADI-PANOLI GFSS | 014045 | 33/11 KV PARNER
MSP34386 | Secure | 055 | TCPIP_Secure | GSM | Feeder | 6718 | 205 | 11 KV TAKALI GFSS | 014048 | 33/11 KV TAKALI DHOKESHWAR
XF484170 | DLMS-Secure | 055 | TCPIP_DLMS | GSM | Feeder | 6718 | 203 | 11 KV JAPANESE PARK | 014334 | 33 KV WAGHUNDE MIDC SUBSTATION
XF484172 | DLMS-Secure | 055 | TCPIP_DLMS | GSM | Feeder | 6718 | 204 | INDIAQO FOODS | 014334 | 33 KV WAGHUNDE MIDC SUBSTATION
XF484171 | DLMS-Secure | 055 | TCPIP_DLMS | GSM | Feeder | 6718 | 205 | MHASNE PHATA | 014334 | 33 KV WAGHUNDE MIDC SUBSTATION
04575786 | DLMS-Genus | 065 | TCPIP_DLMS | GSM | Feeder | 6718 | 201 | RANJANGAON AG | 014050 | 33/11 KV SUPA OLD
04577023 | DLMS-Genus | 065 | TCPIP_DLMS | GSM | Feeder | 6718 | 205 | 11 KV WALAVANE AG | 014050 | 33/11 KV SUPA OLD
00380044 | DLMS-HPL | 076 | TCPIP_DLMS | GSM | Feeder | 6718 | 204 | HANGA GFSS | 014092 | 33/11 KV SUPA MIDC
08023999 | DLMS-Genus | 065 | TCPIP_DLMS | GSM | Feeder | 6718 | 203 | 11 KV BHANGADEWADI | 014051 | 33/11 KV BHALWANI
08023988 | DLMS-Genus | 065 | TCPIP_DLMS | GSM | Feeder | 6718 | 204 | 11 KV JAMGAON | 014051 | 33/11 KV BHALWANI
XC482279 | DLMS-Secure | 055 | TCPIP_DLMS | GSM | Feeder | 6718 | 207 | 11 KV JAMGAON GFSS | 014051 | 33/11 KV BHALWANI
X1304744 | DLMS-Secure | 055 | TCPIP_DLMS | GSM | Feeder | 6718 | 208 | GHANEGAON AG | 014052 | 22/11 KV NARAYANGAWHAN
X1554251 | DLMS-Secure | 055 | TCPIP_DLMS | GSM | Feeder | 6718 | 209 | 11 KV JATEGAON GFSS | 014052 | 22/11 KV NARAYANGAWHAN
X1083062 | DLMS-Secure | 055 | TCPIP_DLMS | GSM | Feeder | 6718 | 201 | ALKUTI AG | 014098 | 33/11 KV ALKUTI
X2103564 | DLMS-Secure | 055 | TCPIP_DLMS | GSM | Feeder | 6718 | 210 | 11 KV KALAS AG | 014098 | 33/11 KV ALKUTI
X2047476 | DLMS-Secure | 055 | TCPIP_DLMS | GSM | Feeder | 6718 | 211 | 11 KV GARKHINDI AG | 014098 | 33/11 KV ALKUTI
XF484175 | DLMS-Secure | 055 | TCPIP_DLMS | GSM | Feeder | 6718 | 202 | 11 KV EXIDE | 014334 | 33 KV WAGHUNDE MIDC SUBSTATION
12627818 | DLMS-LnT | 053 | TCPIP_DLMS | GSM | Feeder | 6718 | 209 | C BLOCK | 014092 | 33/11 KV SUPA MIDC
13062968 | LnT | 053 | TCPIP_LnT_9600 | GSM | Feeder | 6718 | 205 | 11 KV INDUSTRIAL | 014051 | 33/11 KV BHALWANI
XC435484 | DLMS-Secure | 055 | TCPIP_DLMS | GSM | Feeder | 6718 | 203 | 11 KV WARANWADI | 014203 | 33/11 KV WARANWADI
XC435477 | DLMS-Secure | 055 | TCPIP_DLMS | GSM | Feeder | 6718 | 201 | 11 KV JAWALDARA | 014203 | 33/11 KV WARANWADI
03007005 | Genus | 065 | TCPIP_Genus | GSM | Feeder | 6718 | 203 | 11 KV NARAYANGAWHAN AG | 014052 | 22/11 KV NARAYANGAWHAN
X0853620 | DLMS-Secure | 055 | TCPIP_DLMS | GSM | Feeder | 6718 | 202 | 11 KV DHAWALPURI | 014051 | 33/11 KV BHALWANI
15010332 | LnT | 053 | TCPIP_LnT_9600 | GSM | Feeder | 6718 | 203 | JAWLA AG | 014168 | 33/11 KV JAWLA
X1959453 | DLMS-Secure | 055 | TCPIP_DLMS | GSM | Feeder | 6718 | 207 | DIKSAL-WADNER HAVELI GFSS | 014045 | 33/11 KV PARNER
08023985 | DLMS-Genus | 065 | TCPIP_DLMS | GSM | Feeder | 6718 | 209 | Devibhoyare Ag. | 014047 | 33/11 KV NIGHOJ
X0402737 | DLMS-Secure | 055 | TCPIP_DLMS | GSM | Feeder | 6718 | 202 | 11 KV KUND AG | 014047 | 33/11 KV NIGHOJ
17271943 | DLMS-LnT | 053 | TCPIP_DLMS | GSM | Feeder | 6718 | 207 | 11 KV KINHI GFSS | 014099 | 33/11 KV KANHUR PATHAR
17271944 | DLMS-LnT | 053 | TCPIP_DLMS | GSM | Feeder | 6718 | 202 | 11 KV KANUR AG | 014099 | 33/11 KV KANHUR PATHAR
17271946 | DLMS-LnT | 053 | TCPIP_DLMS | GSM | Feeder | 6718 | 205 | 11 KV MUKTIDHAM AG | 014099 | 33/11 KV KANHUR PATHAR
17271945 | DLMS-LnT | 053 | TCPIP_DLMS | GSM | Feeder | 6718 | 201 | 11 KV KINNI AG + KARANDI AG | 014099 | 33/11 KV KANHUR PATHAR
17271947 | DLMS-LnT | 053 | TCPIP_DLMS | GSM | Feeder | 6718 | 203 | 11 KV KANHUR GFSS | 014099 | 33/11 KV KANHUR PATHAR
XB403932 | DLMS-Secure | 055 | TCPIP_DLMS | GSM | Feeder | 6718 | 201 | 11 KV DARODI GFSS | 014167 | 33/11 KV LONI MAWALA
XB452180 | DLMS-Secure | 055 | TCPIP_DLMS | GSM | Feeder | 6718 | 204 | 11KV CAPAZ EXP | 014172 | 33/11 KV PIMPRI GAWLI
XB477477 | DLMS-Secure | 055 | TCPIP_DLMS | GSM | Feeder | 6718 | 208 | 11 KV KANHAIYYA AGRO EXPRESS | 014045 | 33/11 KV PARNER
MSP53724 | DLMS-Secure | 055 | TCPIP_DLMS | GSM | Feeder | 6718 | 203 | 11 KV RANDHA AG | 014167 | 33/11 KV LONI MAWALA
MSP55545 | DLMS-Secure | 055 | TCPIP_DLMS | GSM | Feeder | 6718 | 202 | 11 KV LONI MAWLA AG | 014167 | 33/11 KV LONI MAWALA
X0400197 | DLMS-Secure | 055 | TCPIP_DLMS | GSM | Feeder | 6718 | 206 | BHALWANI GFSS | 014051 | 33/11 KV BHALWANI
X0401991 | DLMS-Secure | 055 | TCPIP_DLMS | GSM | Feeder | 6718 | 201 | KALAS AG | 014046 | 33/11 KV WADZIRE
X0400190 | DLMS-Secure | 055 | TCPIP_DLMS | GSM | Feeder | 6718 | 208 | 11 KV GUNORE AG | 014047 | 33/11 KV NIGHOJ
X0400198 | DLMS-Secure | 055 | TCPIP_DLMS | GSM | Feeder | 6718 | 201 | TAKALI AG | 014048 | 33/11 KV TAKALI DHOKESHWAR
X0400200 | DLMS-Secure | 055 | TCPIP_DLMS | GSM | Feeder | 6718 | 206 | 11 KV MANDOHAL | 014048 | 33/11 KV TAKALI DHOKESHWAR
00380049 | DLMS-HPL | 076 | TCPIP_DLMS | GSM | Feeder | 6718 | 201 | DURGADEVI | 014163 | 33/11 KV DHAWALPURI
12627792 | DLMS-LnT | 053 | TCPIP_DLMS | GSM | Feeder | 6718 | 205 | DEVDAITHAN AG | 014052 | 22/11 KV NARAYANGAWHAN
00567620 | DLMS-HPL | 076 | TCPIP_DLMS | GSM | Feeder | 6718 | 204 | WAGHUNDE GFSS | 014050 | 33/11 KV SUPA OLD
X0401963 | DLMS-Secure | 055 | TCPIP_DLMS | GSM | Feeder | 6718 | 201 | PALSHI AG | 014049 | 33/11 KV KHADAKWADI
XC435476 | DLMS-Secure | 055 | TCPIP_DLMS | GSM | Feeder | 6718 | 202 | 11 KV DESAWADA | 014203 | 33/11 KV WARANWADI
X0402868 | DLMS-Secure | 055 | TCPIP_DLMS | GSM | Feeder | 6718 | 206 | CHAIRON EXPRESS | 014092 | 33/11 KV SUPA MIDC
X0402856 | DLMS-Secure | 055 | TCPIP_DLMS | GSM | Feeder | 6718 | 207 | 11KV Kurund GFSS | 014103 | 33/11 KV RALEGAN THERPAL
X0402853 | DLMS-Secure | 055 | TCPIP_DLMS | GSM | Feeder | 6718 | 201 | 11 KV KORTHAN AG | 014171 | 33/11 KV PIMPALGAON ROTHA
X0402906 | DLMS-Secure | 055 | TCPIP_DLMS | GSM | Feeder | 6718 | 201 | RALEGAN SIDDHI AG | 014052 | 22/11 KV NARAYANGAWHAN
X0398586 | DLMS-Secure | 055 | TCPIP_DLMS | GSM | Feeder | 6718 | 201 | 11 KV BHALWANI | 014051 | 33/11 KV BHALWANI
XG438025 | DLMS-Secure | 055 | TCPIP_DLMS | GSM | Feeder | 6718 | 201 | TOPFRUIT | 017332 | 33/11 KV F BLOCK MIDC NEW SUBSTATION
XG437205 | DLMS-Secure | 055 | TCPIP_DLMS | GSM | Feeder | 6718 | 202 | RIDON | 017332 | 33/11 KV F BLOCK MIDC NEW SUBSTATION
XG438046 | DLMS-Secure | 055 | TCPIP_DLMS | GSM | Feeder | 6718 | 203 | CHARION | 017332 | 33/11 KV F BLOCK MIDC NEW SUBSTATION
XG438030 | DLMS-Secure | 055 | TCPIP_DLMS | GSM | Feeder | 6718 | 206 | VITHHAL NAGAR GFSS | 017332 | 33/11 KV F BLOCK MIDC NEW SUBSTATION
00382570 | DLMS-HPL | 076 | TCPIP_DLMS | GSM | Feeder | 6718 | 202 | 11 KV GORESHWAR AG | 014165 | 33/11 Kv Goregaon
XG438031 | DLMS-Secure | 055 | TCPIP_DLMS | GSM | Feeder | 6718 | 204 | PALWE GFSS | 017332 | 33/11 KV F BLOCK MIDC NEW SUBSTATION
X1251848 | DLMS-Secure | 055 | TCPIP_DLMS | GSM | Feeder | 6718 | 208 | ATNU SOLAR FEEDER NO 2 | 014049 | 33/11 KV KHADAKWADI
X1251853 | DLMS-Secure | 055 | TCPIP_DLMS | GSM | Feeder | 6718 | 207 | ATNU SOLAR FEEDER NO 1 | 014049 | 33/11 KV KHADAKWADI
XG437208 | DLMS-Secure | 055 | TCPIP_DLMS | GSM | Feeder | 6718 | 205 | B BLOCK | 017332 | 33/11 KV F BLOCK MIDC NEW SUBSTATION
00382578 | DLMS-HPL | 076 | TCPIP_DLMS | GSM | Feeder | 6718 | 203 | PARNER URBAN | 014045 | 33/11 KV PARNER
00309034 | DLMS-HPL | 076 | TCPIP_DLMS | GSM | Feeder | 6718 | 201 | PUNEWADI AG | 014045 | 33/11 KV PARNER
00466779 | DLMS-HPL | 076 | TCPIP_DLMS | GSM | Feeder | 6718 | 201 | 11 KV MIDC Supa | 014092 | 33/11 KV SUPA MIDC
00567713 | DLMS-HPL | 076 | TCPIP_DLMS | GSM | Feeder | 6718 | 202 | 11 KV SUPA AG | 014092 | 33/11 KV SUPA MIDC
X0853598 | DLMS-Secure | 055 | TCPIP_DLMS | GSM | Feeder | 6718 | 207 | 11 KV NARAYANG.+JATEGAON GFSS | 014052 | 22/11 KV NARAYANGAWHAN
04576332 | DLMS-Genus | 065 | TCPIP_DLMS | GSM | Feeder | 6718 | 203 | RANJANGAON GFSS | 014050 | 33/11 KV SUPA OLD
XF484176 | DLMS-Secure | 055 | TCPIP_DLMS | GSM | Feeder | 6718 | 201 | FEEDER NO 1 | 014334 | 33 KV WAGHUNDE MIDC SUBSTATION
12627752 | DLMS-LnT | 053 | TCPIP_DLMS | GSM | Feeder | 6718 | 206 | PADALI ALE AG | 014098 | 33/11 KV ALKUTI
X1457853 | DLMS-Secure | 055 | TCPIP_DLMS | GSM | Feeder | 6718 | 402 | 33 KV EPITOME | 017332 | 33/11 KV F BLOCK MIDC NEW SUBSTATION
X1603086 | DLMS-Secure | 055 | TCPIP_DLMS | GSM | Feeder | 6718 | 207 | 11 KV PG TECHNOPLAST | 017332 | 33/11 KV F BLOCK MIDC NEW SUBSTATION
XF484169 | DLMS-Secure | 055 | TCPIP_DLMS | GSM | Feeder | 6718 | 206 | 11 KV FEEDER NO 6 | 014334 | 33 KV WAGHUNDE MIDC SUBSTATION
X1603084 | DLMS-Secure | 055 | TCPIP_DLMS | GSM | Feeder | 6718 | 207 | 11 KV AMBAR | 014334 | 33 KV WAGHUNDE MIDC SUBSTATION
13546765 | DLMS-LnT | 053 | TCPIP_DLMS | GSM | Feeder | 6718 | 208 | HANGA MIDC | 014092 | 33/11 KV SUPA MIDC
12627815 | DLMS-LnT | 053 | TCPIP_DLMS | GSM | Feeder | 6718 | 210 | D BLOCK | 014092 | 33/11 KV SUPA MIDC
XD511556 | DLMS-Secure | 055 | TCPIP_DLMS | GSM | Feeder | 6718 | 206 | MALGANGA EXP. | 014047 | 33/11 KV NIGHOJ
X1094460 | DLMS-Secure | 055 | TCPIP_DLMS | GSM | Feeder | 6718 | 205 | PANOLI AG | 014045 | 33/11 KV PARNER
X1094410 | DLMS-Secure | 055 | TCPIP_DLMS | GSM | Feeder | 6718 | 208 | 11 KV CHOMBUT AG | 014098 | 33/11 KV ALKUTI
04575788 | DLMS-Genus | 065 | TCPIP_DLMS | GSM | Feeder | 6718 | 203 | JAWALA AG | 014103 | 33/11 KV RALEGAN THERPAL
X2141690 | DLMS-Secure | 055 | TCPIP_DLMS | GSM | Feeder | 6718 | 203 | 11 KV SUBHLEWADI AG | 014347 | 3/11 KV, 1X5 MVA, NEW PUNEWADI SUBSTATION.
X2141683 | DLMS-Secure | 055 | TCPIP_DLMS | GSM | Feeder | 6718 | 202 | 11 KV HATKALKHEDI AG | 014347 | 3/11 KV, 1X5 MVA, NEW PUNEWADI SUBSTATION.
X2141684 | DLMS-Secure | 055 | TCPIP_DLMS | GSM | Feeder | 6718 | 201 | 11 KV KUMBHARWADI GAOTHAN | 014347 | 3/11 KV, 1X5 MVA, NEW PUNEWADI SUBSTATION.
00567769 | DLMS-HPL | 076 | TCPIP_DLMS | GSM | Feeder | 6718 | 202 | PALASPUR AG | 014124 | 33/11kv Palaspur
04575807 | DLMS-Genus | 065 | TCPIP_DLMS | GSM | Feeder | 6718 | 202 | KOHKADI AG | 014103 | 33/11 KV RALEGAN THERPAL
05037192 | DLMS-HPL | 076 | TCPIP_DLMS | GSM | Feeder | 6718 | 202 | VANKUTE AG | 014049 | 33/11 KV KHADAKWADI
X1959194 | DLMS-Secure | 055 | TCPIP_LnT_9600 | GSM | Feeder | 6718 | 202 | SANGVI AG | 014168 | 33/11 KV JAWLA
05037388 | DLMS-HPL | 076 | TCPIP_DLMS | GSM | Feeder | 6718 | 204 | Pimpalner AG | 014103 | 33/11 KV RALEGAN THERPAL
05161941 | DLMS-HPL | 076 | TCPIP_DLMS | GSM | Feeder | 6718 | 204 | Wadner AG | 014047 | 33/11 KV NIGHOJ
X1959604 | DLMS-Secure | 055 | TCPIP_DLMS | GSM | Feeder | 6718 | 201 | 11 KV GOREGAWAN GFSS | 014165 | 33/11 Kv Goregaon
05161944 | DLMS-HPL | 076 | TCPIP_DLMS | GSM | Feeder | 6718 | 203 | JAWALA AG | 014047 | 33/11 KV NIGHOJ
05161946 | DLMS-HPL | 076 | TCPIP_DLMS | GSM | Feeder | 6718 | 205 | NIGHOJ GFSS | 014047 | 33/11 KV NIGHOJ
05161945 | DLMS-HPL | 076 | TCPIP_DLMS | GSM | Feeder | 6718 | 207 | JAWALA GFSS | 014047 | 33/11 KV NIGHOJ
X1083051 | DLMS-Secure | 055 | TCPIP_DLMS | GSM | Feeder | 6718 | 202 | MHASKEWADI AG | 014098 | 33/11 KV ALKUTI
X0402869 | DLMS-Secure | 055 | TCPIP_DLMS | GSM | Feeder | 6718 | 204 | 11 KV KAKANEWADI AG | 014099 | 33/11 KV KANHUR PATHAR
X0400199 | DLMS-Secure | 055 | TCPIP_DLMS | GSM | Feeder | 6718 | 207 | 11KV KARJULE GFSS | 014048 | 33/11 KV TAKALI DHOKESHWAR
05037426 | DLMS-HPL | 076 | TCPIP_DLMS | GSM | Feeder | 6718 | 205 | WADZIRE GFSS | 014046 | 33/11 KV WADZIRE
04577572 | DLMS-Genus | 065 | TCPIP_DLMS | GSM | Feeder | 6718 | 202 | KADUS AG | 014050 | 33/11 KV SUPA OLD
05037642 | DLMS-HPL | 076 | TCPIP_DLMS | GSM | Feeder | 6718 | 206 | KALAS GFSS | 014046 | 33/11 KV WADZIRE
X2103572 | DLMS-Secure | 055 | TCPIP_DLMS | GSM | Feeder | 6718 | 212 | 11 KV PADALI GFSS | 014098 | 33/11 KV ALKUTI
X1959193 | DLMS-Secure | 055 | TCPIP_DLMS | GSM | Feeder | 6718 | 209 | 11 KV SHINARE WASTI AG | 014098 | 33/11 KV ALKUTI
X1959602 | DLMS-Secure | 055 | TCPIP_DLMS | GSM | Feeder | 6718 | 206 | Kurund AG | 014103 | 33/11 KV RALEGAN THERPAL
X1959502 | DLMS-Secure | 055 | TCPIP_DLMS | GSM | Feeder | 6718 | 203 | 11 KV AKKALWADI AG | 014171 | 33/11 KV PIMPALGAON ROTHA
00382618 | DLMS-HPL | 076 | TCPIP_DLMS | GSM | Feeder | 6718 | 206 | 11 KV PALASHI ZAP | 014049 | 33/11 KV KHADAKWADI
04576337 | DLMS-Genus | 065 | TCPIP_DLMS | GSM | Feeder | 6718 | 205 | 11 KV SUPA GFSS | 014092 | 33/11 KV SUPA MIDC
05037636 | DLMS-HPL | 076 | TCPIP_DLMS | GSM | Feeder | 6718 | 207 | MUNGSHI AG | 014092 | 33/11 KV SUPA MIDC
X1094461 | DLMS-Secure | 055 | TCPIP_DLMS | GSM | Feeder | 6718 | 201 | MHASE AG | 014103 | 33/11 KV RALEGAN THERPAL
X1554231 | DLMS-Secure | 055 | TCPIP_DLMS | GSM | Feeder | 6718 | 205 | 11 KV PIMPARI GFSS | 014172 | 33/11 KV PIMPRI GAWLI
X1860449 | DLMS-Secure | 055 | TCPIP_DLMS | GSM | Feeder | 6718 | 402 | 33 KV CHLORIDE | 014334 | 33 KV WAGHUNDE MIDC SUBSTATION
03015802 | Genus | 065 | TCPIP_Genus | GSM | Feeder | 6718 | 203 | SANGVISURYA AG | 014046 | 33/11 KV WADZIRE
X0401955 | DLMS-Secure | 055 | TCPIP_DLMS | GSM | Feeder | 6718 | 208 | DARODI AG | 014046 | 33/11 KV WADZIRE
05161943 | DLMS-HPL | 076 | TCPIP_Genus | GSM | Feeder | 6718 | 205 | 11 KV KAMATWADI AG + MANDAVA AG | 014049 | 33/11 KV KHADAKWADI
00567596 | DLMS-HPL | 076 | TCPIP_DLMS | GSM | Feeder | 6718 | 206 | 11 KV BABURDI AG | 014050 | 33/11 KV SUPA OLD
MSP34436 | Secure | 055 | TCPIP_Secure | GSM | Feeder | 6718 | 203 | ALKUTI GFSS | 014098 | 33/11 KV ALKUTI
03006636 | Genus | 065 | TCPIP_Genus | GSM | Feeder | 6718 | 207 | SANGVISURYA GFSS | 014046 | 33/11 KV WADZIRE
15032597 | LnT | 053 | TCPIP_LnT_9600 | GSM | Feeder | 6718 | 201 | 11 KV RUI CHATRAPATI AG | 014172 | 33/11 KV PIMPRI GAWLI
MSP34427 | Secure | 055 | TCPIP_Secure | GSM | Feeder | 6718 | 203 | 11 KV HIWRE -PADALI | 014165 | 33/11 Kv Goregaon
X1959301 | DLMS-Secure | 055 | TCPIP_LnT_9600 | GSM | Feeder | 6718 | 201 | GUNORE AG | 014168 | 33/11 KV JAWLA
10036397 | LnT | 053 | TCPIP_LnT_9600 | GSM | Feeder | 6718 | 201 | NANDUR AG | 014124 | 33/11kv Palaspur
14195027 | LnT | 053 | TCPIP_LnT_9600 | GSM | Feeder | 6718 | 401 | 33 KV KSPG | 014050 | 33/11 KV SUPA OLD
X0401962 | DLMS-Secure | 055 | TCPIP_DLMS | GSM | Feeder | 6718 | 204 | VANKUTE GFSS | 014049 | 33/11 KV KHADAKWADI
13546772 | DLMS-LnT | 053 | TCPIP_DLMS | GSM | Feeder | 6718 | 206 | Ralegansiddhi GFSS | 014052 | 22/11 KV NARAYANGAWHAN
17272045 | DLMS-LnT | 053 | TCPIP_DLMS | GSM | Feeder | 4759 | 203 | 11KV UKKHALGAON | 014090 | 33/11KV VISAPUR
17272047 | DLMS-LnT | 053 | TCPIP_DLMS | GSM | Feeder | 4759 | 206 | 11KV Belwandi GFSS | 014070 | 33/11KV BELWANDI
X0401960 | DLMS-Secure | 055 | TCPIP_DLMS | GSM | Feeder | 4759 | 205 | 11 KV Chimbhala - II | 014087 | 33/11KV CHIMBHALE
00310481 | DLMS-HPL | 076 | TCPIP_DLMS | GSM | Feeder | 4759 | 207 | 11 kv Chambhurdi GFSS | 014090 | 33/11KV VISAPUR
05037499 | DLMS-HPL | 076 | TCPIP_DLMS | GSM | Feeder | 4759 | 206 | 11KV KOLGAON GFSS | 014058 | 33/11KV KOLGAON
X0239571 | DLMS-Secure | 055 | TCPIP_DLMS | GSM | Feeder | 4759 | 202 | WADGAON SHINDODI | 014200 | 33/11 KV YELPANE SSTN.
MSB09710 | Secure | 055 | TCPIP_Secure | GSM | Feeder | 4759 | 208 | 11 KV Manmodi | 014058 | 33/11KV KOLGAON
19858787 | DLMS-LnT | 053 | TCPIP_DLMS | GSM | Feeder | 4759 | 207 | 11 KV Belwandi -II | 014070 | 33/11KV BELWANDI
19858797 | DLMS-LnT | 053 | TCPIP_DLMS | GSM | Feeder | 4759 | 202 | 11KV BELWANDI | 014070 | 33/11KV BELWANDI
X0401927 | DLMS-Secure | 055 | TCPIP_DLMS | GSM | Feeder | 4759 | 205 | 11KV CHIKHALE | 014058 | 33/11KV KOLGAON
X0402813 | DLMS-Secure | 055 | TCPIP_DLMS | GSM | Feeder | 4759 | 202 | 11 kV KHARATWADI | 014177 | 33/11 KV PIMPALGAON PISA
X0402817 | DLMS-Secure | 055 | TCPIP_DLMS | GSM | Feeder | 4759 | 201 | 11KV PIMPRI | 014079 | PIMPRI KOLANDAR
03002081 | Genus | 065 | TCPIP_Genus | GSM | Feeder | 4759 | 202 | 11KV GHARGAON 1 | 014058 | 33/11KV KOLGAON
X0402830 | DLMS-Secure | 055 | TCPIP_DLMS | GSM | Feeder | 4759 | 204 | 11KV WADGAON SHINDOR | 014079 | PIMPRI KOLANDAR
X0239557 | DLMS-Secure | 055 | TCPIP_DLMS | GSM | Feeder | 4759 | 205 | DHARAN | 014200 | 33/11 KV YELPANE SSTN.
X0240383 | DLMS-Secure | 055 | TCPIP_DLMS | GSM | Feeder | 4759 | 201 | POLIS WADI | 014200 | 33/11 KV YELPANE SSTN.
X0402828 | DLMS-Secure | 055 | TCPIP_DLMS | GSM | Feeder | 4759 | 203 | 11 KV SAPATEWASTI | 014177 | 33/11 KV PIMPALGAON PISA
XC482355 | DLMS-Secure | 055 | TCPIP_DLMS | GSM | Feeder | 4759 | 207 | OM SAI EXPRESS | 014200 | 33/11 KV YELPANE SSTN.
X0239555 | DLMS-Secure | 055 | TCPIP_DLMS | GSM | Feeder | 4759 | 203 | MHASE | 014200 | 33/11 KV YELPANE SSTN.
X0239570 | DLMS-Secure | 055 | TCPIP_DLMS | GSM | Feeder | 4759 | 204 | PISORE | 014200 | 33/11 KV YELPANE SSTN.
X0239564 | DLMS-Secure | 055 | TCPIP_DLMS | GSM | Feeder | 4759 | 206 | 11 KV YELPANE GFSS | 014200 | 33/11 KV YELPANE SSTN.
XD453582 | DLMS-Secure | 055 | TCPIP_DLMS | GSM | Feeder | 4759 | 212 | 11 KV VENKATESH EXPRESS | 014079 | PIMPRI KOLANDAR
MSP34394 | Secure | 055 | TCPIP_Secure | GSM | Feeder | 4759 | 210 | 11 KV SHRIGONDA STONE CRUSHER | 014089 | 33/11 kV PARGAON
MSD61975 | Secure | 055 | TCPIP_Secure | GSM | Feeder | 4759 | 208 | 11 KV RAJAPUR | 014079 | PIMPRI KOLANDAR
X1082877 | DLMS-Secure | 055 | TCPIP_DLMS | GSM | Feeder | 4759 | 209 | 11KV TALAV AG | 014090 | 33/11KV VISAPUR
19858795 | DLMS-LnT | 053 | TCPIP_DLMS | GSM | Feeder | 4759 | 206 | 11 KV CHIMBHALA (GFSS) | 014087 | 33/11KV CHIMBHALE
XE482557 | DLMS-Secure | 055 | TCPIP_DLMS | GSM | Feeder | 4759 | 208 | MRUDULA EXPRESS | 014090 | 33/11KV VISAPUR
X1431415 | DLMS-Secure | 055 | TCPIP_DLMS | GSM | Feeder | 4759 | 210 | M/S.KRISHNA SOLAR SERVICES PVT LTD | 014058 | 33/11KV KOLGAON
X0401928 | DLMS-Secure | 055 | TCPIP_DLMS | GSM | Feeder | 4759 | 204 | 11KV BORI | 014087 | 33/11KV CHIMBHALE
05037249 | DLMS-HPL | 076 | TCPIP_DLMS | GSM | Feeder | 4759 | 204 | 11KV GHOSPURI PWW | 014090 | 33/11KV VISAPUR
Q0937482 | DLMS-Secure | 055 | TCPIP_DLMS | GSM | Feeder | 4759 | 211 | 11KV CHIMBHALE III | 014087 | 33/11KV CHIMBHALE
X0398548 | DLMS-Secure | 055 | TCPIP_DLMS | GSM | Feeder | 4759 | 203 | BHANGAON GFSS | 014197 | BHANGAON SUBSTATION
05037195 | DLMS-HPL | 076 | TCPIP_DLMS | GSM | Feeder | 4759 | 201 | DHORJA AG | 014197 | BHANGAON SUBSTATION
05037496 | DLMS-HPL | 076 | TCPIP_DLMS | GSM | Feeder | 4759 | 202 | GOREMALA AG | 014197 | BHANGAON SUBSTATION
05037315 | DLMS-HPL | 076 | TCPIP_DLMS | GSM | Feeder | 4759 | 208 | 11 KV GHOTAVI- II | 014070 | 33/11KV BELWANDI
05036754 | DLMS-HPL | 076 | TCPIP_DLMS | GSM | Feeder | 4759 | 203 | 11KV KOLGAON | 014058 | 33/11KV KOLGAON
X1095404 | DLMS-Secure | 055 | TCPIP_DLMS | GSM | Feeder | 4759 | 401 | 33 KV SAIKRUPA SUGAR IND. | 014079 | PIMPRI KOLANDAR
05162079 | DLMS-HPL | 076 | TCPIP_DLMS | GSM | Feeder | 4759 | 204 | 11KV GHARGAON 2 | 014058 | 33/11KV KOLGAON
05161927 | DLMS-HPL | 076 | TCPIP_DLMS | GSM | Feeder | 4759 | 209 | 11KV DAKSHIN HIRAVEWADI AG | 014070 | 33/11KV BELWANDI
05161831 | DLMS-HPL | 076 | TCPIP_DLMS | GSM | Feeder | 4759 | 206 | 11 KV RAIGAVAN AG | 014079 | PIMPRI KOLANDAR
05037788 | DLMS-HPL | 076 | TCPIP_DLMS | GSM | Feeder | 4759 | 203 | 11KV YELAPANE | 014070 | 33/11KV BELWANDI
05161928 | DLMS-HPL | 076 | TCPIP_DLMS | GSM | Feeder | 4759 | 201 | 11KV LONI I | 014070 | 33/11KV BELWANDI
05161812 | DLMS-HPL | 076 | TCPIP_DLMS | GSM | Feeder | 4759 | 201 | 11KV VISAPUR 1 | 014058 | 33/11KV KOLGAON
X1959600 | DLMS-Secure | 055 | TCPIP_DLMS | GSM | Feeder | 4759 | 202 | 11KV HANGEWADI | 014087 | 33/11KV CHIMBHALE
05162295 | DLMS-HPL | 076 | TCPIP_DLMS | GSM | Feeder | 4759 | 207 | 11 KV SURODI | 014089 | 33/11 kV PARGAON
X0400189 | DLMS-Secure | 055 | TCPIP_DLMS | GSM | Feeder | 4759 | 203 | 11 KV GAVANWADI | 014116 | 33/11 KV HINGANI
XB462840 | DLMS-Secure | 055 | TCPIP_DLMS | GSM | Feeder | 4759 | 210 | 11 KV CHIMBHALA EXP | 014087 | 33/11KV CHIMBHALE
X0398547 | DLMS-Secure | 055 | TCPIP_DLMS | GSM | Feeder | 4759 | 205 | 11 kv Mahatar pimpari | 014118 | 33/11 KV MADHEWADGOAN
X0240380 | DLMS-Secure | 055 | TCPIP_DLMS | GSM | Feeder | 4759 | 207 | 11 KV MOHARWADI TALAV | 014058 | 33/11KV KOLGAON
X0402814 | DLMS-Secure | 055 | TCPIP_DLMS | GSM | Feeder | 4759 | 207 | 11 KV DHAWALGOAN GFFS | 014079 | PIMPRI KOLANDAR
XB448073 | DLMS-Secure | 055 | TCPIP_DLMS | GSM | Feeder | 4759 | 201 | 11 kv PIMPALGAON PISA | 014177 | 33/11 KV PIMPALGAON PISA
XB419982 | DLMS-Secure | 055 | TCPIP_DLMS | GSM | Feeder | 4759 | 206 | 11 KV KOLHEWADI | 014116 | 33/11 KV HINGANI
X0402816 | DLMS-Secure | 055 | TCPIP_DLMS | GSM | Feeder | 4759 | 202 | 11KV RAIGHAVAN- MATH AG | 014079 | PIMPRI KOLANDAR
XB419977 | DLMS-Secure | 055 | TCPIP_DLMS | GSM | Feeder | 4759 | 205 | 11 KV MEKANI | 014116 | 33/11 KV HINGANI
XB419981 | DLMS-Secure | 055 | TCPIP_DLMS | GSM | Feeder | 4759 | 204 | 11 KV Deodaithan(GFSS) | 014116 | 33/11 KV HINGANI
X0402805 | DLMS-Secure | 055 | TCPIP_DLMS | GSM | Feeder | 4759 | 211 | PARGAON II | 014089 | 33/11 kV PARGAON
05161839 | DLMS-HPL | 076 | TCPIP_DLMS | GSM | Feeder | 4759 | 210 | 11 KV ARANGAON AG | 014079 | PIMPRI KOLANDAR
X1431416 | DLMS-Secure | 055 | TCPIP_DLMS | GSM | Feeder | 4759 | 201 | 11KV KHETMALISWADI | 014089 | 33/11 kV PARGAON
X0400188 | DLMS-Secure | 055 | TCPIP_DLMS | GSM | Feeder | 4759 | 207 | 11Kv Gavhanewadi Gaothan | 014116 | 33/11 KV HINGANI
X0402815 | DLMS-Secure | 055 | TCPIP_DLMS | GSM | Feeder | 4759 | 209 | 11 KV UKKADGOAN | 014079 | PIMPRI KOLANDAR
17223903 | DLMS-LnT | 053 | TCPIP_DLMS | GSM | Feeder | 4759 | 205 | 11KV GHOTAVI | 014070 | 33/11KV BELWANDI
X0401931 | DLMS-Secure | 055 | TCPIP_DLMS | GSM | Feeder | 4759 | 209 | 11 KV SHINDEWADI | 014058 | 33/11KV KOLGAON
X1237164 | DLMS-Secure | 055 | TCPIP_DLMS | GSM | Feeder | 4759 | 212 | M/S.GITAI FARMER PRODUCER | 014089 | 33/11 kV PARGAON
X1431400 | DLMS-Secure | 055 | TCPIP_DLMS | GSM | Feeder | 4759 | 213 | 11KV BHANALI AG | 014089 | 33/11 kV PARGAON
X0402807 | DLMS-Secure | 055 | TCPIP_DLMS | GSM | Feeder | 4759 | 204 | 11KV LONI II | 014070 | 33/11KV BELWANDI
X0402718 | DLMS-Secure | 055 | TCPIP_DLMS | GSM | Feeder | 4759 | 203 | 11KV CHIMBHALE | 014087 | 33/11KV CHIMBHALE
05037309 | DLMS-HPL | 076 | TCPIP_DLMS | GSM | Feeder | 4759 | 205 | 11 KV VISAPUR GFSS | 014090 | 33/11KV VISAPUR
X1347513 | DLMS-Secure | 055 | TCPIP_DLMS | GSM | Feeder | 4759 | 204 | 11 KV GHOTAVI | 014089 | 33/11 kV PARGAON
XF470663 | DLMS-Secure | 055 | TCPIP_DLMS | GSM | Feeder | 4759 | 204 | 11 KV SHITOLEMALA AG | 014197 | BHANGAON SUBSTATION
X0398549 | DLMS-Secure | 055 | TCPIP_DLMS | GSM | Feeder | 4759 | 201 | 11 KV LONI | 014118 | 33/11 KV MADHEWADGOAN
19858785 | DLMS-LnT | 053 | TCPIP_DLMS | GSM | Feeder | 4759 | 206 | 11 KV NIMBHAVI | 014090 | 33/11KV VISAPUR
17271761 | DLMS-LnT | 053 | TCPIP_Secure | GSM | Feeder | 4759 | 206 | 11 KV Chatre | 014089 | 33/11 kV PARGAON
17271758 | DLMS-LnT | 053 | TCPIP_DLMS | GSM | Feeder | 4759 | 203 | 11KV WADALI | 014089 | 33/11 kV PARGAON
19858778 | DLMS-LnT | 053 | TCPIP_DLMS | GSM | Feeder | 4759 | 203 | 11KV DHAVALGAON | 014079 | PIMPRI KOLANDAR
17271762 | DLMS-LnT | 053 | TCPIP_DLMS | GSM | Feeder | 4759 | 202 | 11KV PARGAON-I (motewadi) | 014089 | 33/11 kV PARGAON
X0400191 | DLMS-Secure | 055 | TCPIP_DLMS | GSM | Feeder | 4759 | 202 | 11 KV DEODAITHAN | 014116 | 33/11 KV HINGANI
X0400187 | DLMS-Secure | 055 | TCPIP_DLMS | GSM | Feeder | 4759 | 201 | 11 KV HINGANI | 014116 | 33/11 KV HINGANI
X0400386 | DLMS-Secure | 055 | TCPIP_DLMS | GSM | Feeder | 4759 | 206 | 11 kv Madhewadgoan GFSS | 014118 | 33/11 KV MADHEWADGOAN
17271759 | DLMS-LnT | 053 | TCPIP_DLMS | GSM | Feeder | 4759 | 208 | 11 KV Darya | 014089 | 33/11 kV PARGAON
X0398566 | DLMS-Secure | 055 | TCPIP_DLMS | GSM | Feeder | 4759 | 202 | 11 KV BABURDI | 014118 | 33/11 KV MADHEWADGOAN
X0401930 | DLMS-Secure | 055 | TCPIP_DLMS | GSM | Feeder | 4759 | 209 | 11 KV HANGEWADI - II | 014087 | 33/11KV CHIMBHALE
X0401025 | DLMS-Secure | 055 | TCPIP_DLMS | GSM | Feeder | 4759 | 205 | 11 KV PIMPRI KOLANDER (GFSS) | 014079 | PIMPRI KOLANDAR
X0401957 | DLMS-Secure | 055 | TCPIP_DLMS | GSM | Feeder | 4759 | 208 | 11 KV YELPANE - II | 014087 | 33/11KV CHIMBHALE
X0401929 | DLMS-Secure | 055 | TCPIP_DLMS | GSM | Feeder | 4759 | 201 | 11KV YELPANE | 014087 | 33/11KV CHIMBHALE
X0398546 | DLMS-Secure | 055 | TCPIP_DLMS | GSM | Feeder | 4759 | 203 | 11KV MADHEWADGOAN | 014118 | 33/11 KV MADHEWADGOAN
X0398590 | DLMS-Secure | 055 | TCPIP_DLMS | GSM | Feeder | 4759 | 204 | 11 kv shirasgoan bodakha | 014118 | 33/11 KV MADHEWADGOAN
17272044 | DLMS-LnT | 053 | TCPIP_DLMS | GSM | Feeder | 4759 | 202 | 11KV CHAMBURDE | 014090 | 33/11KV VISAPUR
X0402782 | DLMS-Secure | 055 | TCPIP_DLMS | GSM | Feeder | 4759 | 201 | 11KV VISAPUR JAIL | 014090 | 33/11KV VISAPUR
03016464 | Genus | 065 | TCPIP_Genus | GSM | Feeder | 5711 | 202 | SATEFAL GFSS | 014075 | 33 KV KHARDA
03002185 | Genus | 065 | TCPIP_Genus | GSM | Feeder | 5711 | 203 | PADALI AG | 014054 | 33 KV JAMKHED
MSB09734 | Secure | 055 | TCPIP_Secure | GSM | Feeder | 5711 | 206 | SATEFAL AG | 014075 | 33 KV KHARDA
05036753 | DLMS-HPL | 076 | TCPIP_DLMS | GSM | Feeder | 5711 | 201 | JAWALA GFSS | 014065 | 33/11 KV JAWALA S/STN
18205131 | DLMS-LnT | 053 | TCPIP_DLMS | GSM | Feeder | 5711 | 206 | NAIGAON AG | 014120 | 33/11 KV RAJURI
18205133 | DLMS-LnT | 053 | TCPIP_DLMS | GSM | Feeder | 5711 | 205 | WAGHA AG | 014120 | 33/11 KV RAJURI
18205183 | DLMS-LnT | 053 | TCPIP_DLMS | GSM | Feeder | 5711 | 204 | SAROLA GFSS | 014120 | 33/11 KV RAJURI
X1928712 | DLMS-Secure | 055 | TCPIP_DLMS | GSM | Feeder | 5711 | 206 | SOLAR VAHINI KHANDVI | 014178 | 33/11 KV KHANDVI SUB STN
05162094 | DLMS-HPL | 076 | TCPIP_DLMS | GSM | Feeder | 5711 | 201 | JAMKHED U-1 | 014054 | 33 KV JAMKHED
05161942 | DLMS-HPL | 076 | TCPIP_DLMS | GSM | Feeder | 5711 | 205 | JAMKHED U - 2 | 014054 | 33 KV JAMKHED
04577489 | DLMS-Genus | 065 | TCPIP_DLMS | GSM | Feeder | 5711 | 206 | AGHI GFSS | 014065 | 33/11 KV JAWALA S/STN
04577490 | DLMS-Genus | 065 | TCPIP_DLMS | GSM | Feeder | 5711 | 205 | NANNAJ GFSS | 014065 | 33/11 KV JAWALA S/STN
X2006441 | DLMS-Secure | 055 | TCPIP_DLMS | GSM | Feeder | 5711 | 202 | DEVDAITHAN AG | 014338 | 33/11 KV NAIGAON
XC413925 | DLMS-Secure | 055 | TCPIP_DLMS | GSM | Feeder | 5711 | 203 | 11 KV MOHA AG | 014199 | 33/11 KV SAKAT SUBSTATION
X0401967 | DLMS-Secure | 055 | TCPIP_DLMS | GSM | Feeder | 5711 | 203 | ARANGAON GFSS | 014083 | 33 KV ARANGAOAN
X0400270 | DLMS-Secure | 055 | TCPIP_DLMS | GSM | Feeder | 5711 | 204 | HALGAON AG | 014065 | 33/11 KV JAWALA S/STN
X0400269 | DLMS-Secure | 055 | TCPIP_DLMS | GSM | Feeder | 5711 | 205 | PIMPARKHED AG | 014083 | 33 KV ARANGAOAN
X0401970 | DLMS-Secure | 055 | TCPIP_DLMS | GSM | Feeder | 5711 | 207 | PARGAON AG | 014065 | 33/11 KV JAWALA S/STN
X0401961 | DLMS-Secure | 055 | TCPIP_DLMS | GSM | Feeder | 5711 | 202 | SAKAT AG | 014054 | 33 KV JAMKHED
X0401965 | DLMS-Secure | 055 | TCPIP_DLMS | GSM | Feeder | 5711 | 204 | PATODA GFSS | 014083 | 33 KV ARANGAOAN
18205180 | DLMS-LnT | 053 | TCPIP_DLMS | GSM | Feeder | 5711 | 203 | KHURDAITHAN AG | 014178 | 33/11 KV KHANDVI SUB STN
18205129 | DLMS-LnT | 053 | TCPIP_DLMS | GSM | Feeder | 5711 | 201 | KHANDAVI GFSS | 014178 | 33/11 KV KHANDVI SUB STN
18205181 | DLMS-LnT | 053 | TCPIP_DLMS | GSM | Feeder | 5711 | 202 | TARADGAON AG | 014184 | 33/11 KV TARADGAON SUBSTATION
18205167 | DLMS-LnT | 053 | TCPIP_DLMS | GSM | Feeder | 5711 | 203 | DHANEGAON AG | 014184 | 33/11 KV TARADGAON SUBSTATION
18205132 | DLMS-LnT | 053 | TCPIP_DLMS | GSM | Feeder | 5711 | 202 | KHANDAVI AG | 014178 | 33/11 KV KHANDVI SUB STN
18205179 | DLMS-LnT | 053 | TCPIP_DLMS | GSM | Feeder | 5711 | 201 | TARADGAON GAOTHAN | 014184 | 33/11 KV TARADGAON SUBSTATION
18205182 | DLMS-LnT | 053 | TCPIP_DLMS | GSM | Feeder | 5711 | 204 | RAJEWADI AG | 014178 | 33/11 KV KHANDVI SUB STN
18205130 | DLMS-LnT | 053 | TCPIP_DLMS | GSM | Feeder | 5711 | 201 | RAJURI GFSS | 014120 | 33/11 KV RAJURI
XG437269 | DLMS-Secure | 055 | TCPIP_DLMS | GSM | Feeder | 5711 | 208 | ATNU SOLAR NO. 01 | 014065 | 33/11 KV JAWALA S/STN
XF471052 | DLMS-Secure | 055 | TCPIP_DLMS | GSM | Feeder | 5711 | 209 | ATNU SOLAR NO. 02 | 014065 | 33/11 KV JAWALA S/STN
D0111217 | DLMS-Secure | 055 | TCPIP_DLMS | GSM | Feeder | 5711 | 402 | 33 KV KRISHNA SOLAR | 017017 | 132 KV KHARDA
X1722317 | DLMS-Secure | 055 | TCPIP_DLMS | GSM | Feeder | 5711 | 204 | SAKAT SOLAR | 014199 | 33/11 KV SAKAT SUBSTATION
X1431451 | DLMS-Secure | 055 | TCPIP_DLMS | GSM | Feeder | 5711 | 203 | JAWALA AG | 014065 | 33/11 KV JAWALA S/STN
XB420002 | DLMS-Secure | 055 | TCPIP_DLMS | GSM | Feeder | 5711 | 208 | LONI AG | 014075 | 33 KV KHARDA
X0400229 | DLMS-Secure | 055 | TCPIP_DLMS | GSM | Feeder | 5711 | 202 | RAJURI AG | 014120 | 33/11 KV RAJURI
X0400227 | DLMS-Secure | 055 | TCPIP_DLMS | GSM | Feeder | 5711 | 204 | SONEGON AG | 014075 | 33 KV KHARDA
X0400228 | DLMS-Secure | 055 | TCPIP_DLMS | GSM | Feeder | 5711 | 207 | JATEGON AG | 014075 | 33 KV KHARDA
XB489598 | DLMS-Secure | 055 | TCPIP_DLMS | GSM | Feeder | 5711 | 201 | 11 KV SAKAT GFSS | 014199 | 33/11 KV SAKAT SUBSTATION
X0239563 | DLMS-Secure | 055 | TCPIP_DLMS | GSM | Feeder | 5711 | 202 | 11 KV SAKAT AG | 014199 | 33/11 KV SAKAT SUBSTATION
03016469 | Genus | 065 | TCPIP_Genus | GSM | Feeder | 5711 | 208 | BHUTWADA AG | 014054 | 33 KV JAMKHED
03003196 | Genus | 065 | TCPIP_Genus | GSM | Feeder | 5711 | 202 | ARANGAON AG | 014083 | 33 KV ARANGAOAN
X0401959 | DLMS-Secure | 055 | TCPIP_DLMS | GSM | Feeder | 5711 | 206 | SAKAT GFSS | 014054 | 33 KV JAMKHED
03015896 | Genus | 065 | TCPIP_Genus | GSM | Feeder | 5711 | 206 | DHONARA AG | 014083 | 33 KV ARANGAOAN
03006347 | Genus | 065 | TCPIP_Genus | GSM | Feeder | 5711 | 203 | GHODEGAON AG | 014120 | 33/11 KV RAJURI
03006673 | Genus | 065 | TCPIP_Genus | GSM | Feeder | 5711 | 209 | ANANDWADI GFSS | 014075 | 33 KV KHARDA
XB417121 | DLMS-Secure | 055 | TCPIP_DLMS | GSM | Feeder | 5711 | 205 | TELANGSHI AG | 014075 | 33 KV KHARDA
07424940 | LnT | 053 | TCPIP_LNT | GSM | Feeder | 5711 | 201 | KHARDA GFSS | 014075 | 33 KV KHARDA
XC481860 | DLMS-Secure | 055 | TCPIP_DLMS | GSM | Feeder | 5711 | 203 | NAIGAON AG | 014338 | 33/11 KV NAIGAON
07409160 | LnT | 053 | TCPIP_LNT | GSM | Feeder | 5711 | 201 | PATODA AG | 014083 | 33 KV ARANGAOAN
X2141645 | DLMS-Secure | 055 | TCPIP_DLMS | GSM | Feeder | 5720 | 203 | THAPESHWAR | 014343 | 33/11 KV GHUMRI SUB-STATION
X2141647 | DLMS-Secure | 055 | TCPIP_DLMS | GSM | Feeder | 5720 | 201 | HANUMAN NAGAR | 014343 | 33/11 KV GHUMRI SUB-STATION
X2141649 | DLMS-Secure | 055 | TCPIP_DLMS | GSM | Feeder | 5720 | 202 | GHUMARI | 014343 | 33/11 KV GHUMRI SUB-STATION
X0402719 | DLMS-Secure | 055 | TCPIP_DLMS | GSM | Feeder | 5720 | 204 | 11 KV MULEWADI | 014123 | 33/11 KV KOMBHALI
X0402720 | DLMS-Secure | 055 | TCPIP_DLMS | GSM | Feeder | 5720 | 206 | 11 kV SONALWADI AG | 014062 | 33/11 KV RASHIN
X0402721 | DLMS-Secure | 055 | TCPIP_DLMS | GSM | Feeder | 5720 | 210 | 11 KV THERAWADI WATER SUPPLY AND JAGTAP DAIRY | 014062 | 33/11 KV RASHIN
X0402738 | DLMS-Secure | 055 | TCPIP_DLMS | GSM | Feeder | 5720 | 206 | 11 Kv SHIMPORA NO. 01 | 014151 | 33/11 KV KHED
17271903 | DLMS-LnT | 053 | TCPIP_DLMS | GSM | Feeder | 5720 | 204 | 11 KV GHOGHARGAON | 014060 | 33/11 KV GHOGARGAON
17271739 | DLMS-LnT | 053 | TCPIP_DLMS | GSM | Feeder | 5720 | 201 | 11 KV THERGAON | 014123 | 33/11 KV KOMBHALI
X0401223 | DLMS-Secure | 055 | TCPIP_DLMS | GSM | Feeder | 5720 | 202 | 11 KV BELGAON | 014057 | 33/11 KV MIRAJGAON
X0401225 | DLMS-Secure | 055 | TCPIP_DLMS | GSM | Feeder | 5720 | 203 | 11 KV OLD KOMBHALI | 014057 | 33/11 KV MIRAJGAON
X0401320 | DLMS-Secure | 055 | TCPIP_DLMS | GSM | Feeder | 5720 | 206 | 11 KV NEW MALTHAN | 014057 | 33/11 KV MIRAJGAON
X0401222 | DLMS-Secure | 055 | TCPIP_DLMS | GSM | Feeder | 5720 | 201 | 11 KV MIRAJGAON GFSS | 014057 | 33/11 KV MIRAJGAON
X0401221 | DLMS-Secure | 055 | TCPIP_DLMS | GSM | Feeder | 5720 | 205 | 11 KV NEW KOMBHALI | 014057 | 33/11 KV MIRAJGAON
17271906 | DLMS-LnT | 053 | TCPIP_DLMS | GSM | Feeder | 5720 | 202 | 11 KV MANDALI | 014060 | 33/11 KV GHOGARGAON
17271904 | DLMS-LnT | 053 | TCPIP_DLMS | GSM | Feeder | 5720 | 207 | 11 KV WATER WORKS | 014060 | 33/11 KV GHOGARGAON
X0401947 | DLMS-Secure | 055 | TCPIP_DLMS | GSM | Feeder | 5720 | 208 | 11 kV DESHMUKHWADI AG | 014062 | 33/11 KV RASHIN
X0401949 | DLMS-Secure | 055 | TCPIP_DLMS | GSM | Feeder | 5720 | 205 | 11 KV PARITWADI AG | 014062 | 33/11 KV RASHIN
X0401925 | DLMS-Secure | 055 | TCPIP_DLMS | GSM | Feeder | 5720 | 201 | 11 KV KARJAT URBAN | 014053 | 33/11 KV KARJAT
17271909 | DLMS-LnT | 053 | TCPIP_DLMS | GSM | Feeder | 5720 | 206 | 11 KV NEW DURGAON | 014084 | 33/11 KV KULDHARAN
X0401954 | DLMS-Secure | 055 | TCPIP_DLMS | GSM | Feeder | 5720 | 209 | 11 KV YESWADI CHILAWADI GFSS | 014062 | 33/11 KV RASHIN
X0401924 | DLMS-Secure | 055 | TCPIP_DLMS | GSM | Feeder | 5720 | 205 | 11 KV MAHIJALGAON GFSS | 014150 | 33/11 KV PATEWADI
XC413522 | DLMS-Secure | 055 | TCPIP_DLMS | GSM | Feeder | 5720 | 209 | 11 KV GURUDATTA UPSA JALSINCHAN EXPRESS | 014151 | 33/11 KV KHED
05161834 | DLMS-HPL | 076 | TCPIP_DLMS | GSM | Feeder | 5720 | 204 | 11 KV MALTHAN AG | 014150 | 33/11 KV PATEWADI
X0402722 | DLMS-Secure | 055 | TCPIP_DLMS | GSM | Feeder | 5720 | 207 | 11KV WATER SUPPLY MIRAJGAON | 014057 | 33/11 KV MIRAJGAON
X0401328 | DLMS-Secure | 055 | TCPIP_DLMS | GSM | Feeder | 5720 | 204 | 11 KV OLD MALTHAN | 014057 | 33/11 KV MIRAJGAON
00567600 | DLMS-HPL | 076 | TCPIP_DLMS | GSM | Feeder | 5720 | 214 | 11 KV SWAMI SAMARTH | 014053 | 33/11 KV KARJAT
00567774 | DLMS-HPL | 076 | TCPIP_DLMS | GSM | Feeder | 5720 | 202 | 11 KV BABULGAON GFSS | 014053 | 33/11 KV KARJAT
X1750533 | DLMS-Secure | 055 | TCPIP_DLMS | GSM | Feeder | 5720 | 205 | 11KV KUMBHEFAL SOLAR | 014180 | 33/11 KV AMBIJALGAON
05037406 | DLMS-HPL | 076 | TCPIP_DLMS | GSM | Feeder | 5720 | 208 | 11 KV DHUMKAI PANI UPSA SANSTHA EXPRESS | 014151 | 33/11 KV KHED
05037688 | DLMS-HPL | 076 | TCPIP_DLMS | GSM | Feeder | 5720 | 210 | 11 KV NILKANTH AGRO | 014069 | 33/11 KV BHAMBORA
00279138 | DLMS-HPL | 076 | TCPIP_DLMS | GSM | Feeder | 5720 | 205 | 11 KV BANPIMPRI | 014060 | 33/11 KV GHOGARGAON
00279211 | DLMS-HPL | 076 | TCPIP_DLMS | GSM | Feeder | 5720 | 201 | 11 KV MANDAVGAN | 014060 | 33/11 KV GHOGARGAON
03003042 | Genus | 065 | TCPIP_Genus | GSM | Feeder | 5720 | 207 | 11 kV MAHIJALGAON AG | 014053 | 33/11 KV KARJAT
03006862 | Genus | 065 | TCPIP_Genus | GSM | Feeder | 5720 | 210 | 11 KV NANDGAON AG | 014053 | 33/11 KV KARJAT
03016496 | Genus | 065 | TCPIP_Genus | GSM | Feeder | 5720 | 209 | 11 KV KOREGAON AG | 014053 | 33/11 KV KARJAT
05161807 | DLMS-HPL | 076 | TCPIP_DLMS | GSM | Feeder | 5720 | 211 | 11 KV DUDHODI AG | 014069 | 33/11 KV BHAMBORA
17271690 | DLMS-LnT | 053 | TCPIP_DLMS | GSM | Feeder | 5720 | 208 | 11 KV KOHINOOR EXPRESS | 014060 | 33/11 KV GHOGARGAON
MSB09733 | Secure | 055 | TCPIP_Secure | GSM | Feeder | 5720 | 201 | 11 KV PATEWADI AG | 014150 | 33/11 KV PATEWADI
X0402741 | DLMS-Secure | 055 | TCPIP_DLMS | GSM | Feeder | 5720 | 202 | 11 kV AUTEWADI | 014151 | 33/11 KV KHED
MSE78973 | Secure | 055 | TCPIP_Secure | GSM | Feeder | 5720 | 212 | 11 KV BABHULGAON AG | 014053 | 33/11 KV KARJAT
03015807 | Genus | 065 | TCPIP_Genus | GSM | Feeder | 5720 | 208 | 11 KV CHAPADGAON AG | 014053 | 33/11 KV KARJAT
X0402742 | DLMS-Secure | 055 | TCPIP_DLMS | GSM | Feeder | 5720 | 204 | 11 KV NANDGAON GFSS | 014053 | 33/11 KV KARJAT
05161810 | DLMS-HPL | 076 | TCPIP_DLMS | GSM | Feeder | 5720 | 202 | 11 KV MAHIJALGAON AG | 014150 | 33/11 KV PATEWADI
05161832 | DLMS-HPL | 076 | TCPIP_DLMS | GSM | Feeder | 5720 | 206 | 11 KV CHAPADGAON GFSS | 014150 | 33/11 KV PATEWADI
05161814 | DLMS-HPL | 076 | TCPIP_DLMS | GSM | Feeder | 5720 | 203 | 11 KV CHANDA | 014123 | 33/11 KV KOMBHALI
17271907 | DLMS-LnT | 053 | TCPIP_DLMS | GSM | Feeder | 5720 | 203 | 11 KV NIMGAON GANGARDA | 014060 | 33/11 KV GHOGARGAON
X0401950 | DLMS-Secure | 055 | TCPIP_DLMS | GSM | Feeder | 5720 | 204 | 11 KV YESWADI AG AND KHED AG | 014062 | 33/11 KV RASHIN
XB473788 | DLMS-Secure | 055 | TCPIP_DLMS | GSM | Feeder | 5720 | 202 | 11 KV HANUMAN NAGAR (DURGAON ) | 014186 | 33/11 KV THERAWADI
X0240377 | DLMS-Secure | 055 | TCPIP_DLMS | GSM | Feeder | 5720 | 201 | 11 KV NATHACHIWADI | 014198 | 33/11 KV RAKSHASWADI
05037336 | DLMS-HPL | 076 | TCPIP_DLMS | GSM | Feeder | 5720 | 212 | 11 KV BABHULGAON DUMALA AG | 014151 | 33/11 KV KHED
MSP56972 | DLMS-Secure | 055 | TCPIP_DLMS | GSM | Feeder | 5720 | 205 | 11 KV KOREGAON GFSS | 014053 | 33/11 KV KARJAT
12626716 | DLMS-LnT | 053 | TCPIP_DLMS | GSM | Feeder | 5720 | 208 | 11 KV KALPATRU COTTON EXPRESS | 014057 | 33/11 KV MIRAJGAON
XB417172 | DLMS-Secure | 055 | TCPIP_DLMS | GSM | Feeder | 5720 | 203 | 11 KV BARADGAON AG | 014069 | 33/11 KV BHAMBORA
XB419978 | DLMS-Secure | 055 | TCPIP_DLMS | GSM | Feeder | 5720 | 209 | 11 KV GANESHWADI AG | 014069 | 33/11 KV BHAMBORA
XB419985 | DLMS-Secure | 055 | TCPIP_DLMS | GSM | Feeder | 5720 | 212 | 11 KV HINGANGAON AG | 014069 | 33/11 KV BHAMBORA
XB419983 | DLMS-Secure | 055 | TCPIP_DLMS | GSM | Feeder | 5720 | 213 | 11 KV GODHAN NAGAR | 014069 | 33/11 KV BHAMBORA
12627811 | DLMS-LnT | 053 | TCPIP_DLMS | GSM | Feeder | 5720 | 206 | 11 KV CHAPADGAON GFSS | 014053 | 33/11 KV KARJAT
X0400267 | DLMS-Secure | 055 | TCPIP_DLMS | GSM | Feeder | 5720 | 213 | 11 KV ALSUNDA AG | 014053 | 33/11 KV KARJAT
X0853619 | DLMS-Secure | 055 | TCPIP_DLMS | GSM | Feeder | 5720 | 201 | 11 KV KULDHARAN | 014084 | 33/11 KV KULDHARAN
X1959635 | DLMS-Secure | 055 | TCPIP_DLMS | GSM | Feeder | 5720 | 205 | 11 KV SIDDHTEK GFSS | 014069 | 33/11 KV BHAMBORA
X0239549 | DLMS-Secure | 055 | TCPIP_DLMS | GSM | Feeder | 5720 | 204 | 11 KV NEW TALWADI AG | 014198 | 33/11 KV RAKSHASWADI
X1318340 | DLMS-Secure | 055 | TCPIP_DLMS | GSM | Feeder | 5720 | 202 | 11 KV GANPATI MANDIR AG | 014335 | 33/11 KV GANESHWADI SUBSTATION
X1318339 | DLMS-Secure | 055 | TCPIP_DLMS | GSM | Feeder | 5720 | 201 | 11 KV SANGMESHWAR AG | 014335 | 33/11 KV GANESHWADI SUBSTATION
X1318345 | DLMS-Secure | 055 | TCPIP_DLMS | GSM | Feeder | 5720 | 203 | 11 KV KARMANWADI AG | 014335 | 33/11 KV GANESHWADI SUBSTATION
X1959645 | DLMS-Secure | 055 | TCPIP_DLMS | GSM | Feeder | 5720 | 204 | 11 kV KHED GFSS | 014151 | 33/11 KV KHED
X0401987 | DLMS-Secure | 055 | TCPIP_DLMS | GSM | Feeder | 5720 | 202 | 11 KV BHAMBHORA | 014069 | 33/11 KV BHAMBORA
X0401990 | DLMS-Secure | 055 | TCPIP_DLMS | GSM | Feeder | 5720 | 204 | 11 KV JALALAPUR AG | 014069 | 33/11 KV BHAMBORA
X0401948 | DLMS-Secure | 055 | TCPIP_DLMS | GSM | Feeder | 5720 | 207 | 11 kV CHILAWADI AG | 014062 | 33/11 KV RASHIN
X0401988 | DLMS-Secure | 055 | TCPIP_DLMS | GSM | Feeder | 5720 | 207 | 11 KV BARADGAON GFSS | 014069 | 33/11 KV BHAMBORA
X0401953 | DLMS-Secure | 055 | TCPIP_DLMS | GSM | Feeder | 5720 | 203 | 11 kV SHIMPORA GFSS | 014062 | 33/11 KV RASHIN
17271800 | DLMS-LnT | 053 | TCPIP_DLMS | GSM | Feeder | 5720 | 207 | 11 KV BHOSA | 014084 | 33/11 KV KULDHARAN
X0398640 | DLMS-Secure | 055 | TCPIP_DLMS | GSM | Feeder | 5720 | 202 | 11 KV SHINDA | 014084 | 33/11 KV KULDHARAN
X0400268 | DLMS-Secure | 055 | TCPIP_DLMS | GSM | Feeder | 5720 | 203 | 11 KV DURGAON AG | 014053 | 33/11 KV KARJAT
X0401951 | DLMS-Secure | 055 | TCPIP_DLMS | GSM | Feeder | 5720 | 202 | 11 kV TALAWADI AG | 014062 | 33/11 KV RASHIN
X0401926 | DLMS-Secure | 055 | TCPIP_DLMS | GSM | Feeder | 5720 | 203 | 11 KV CHAPADGAON AG | 014150 | 33/11 KV PATEWADI
X0240374 | DLMS-Secure | 055 | TCPIP_DLMS | GSM | Feeder | 5720 | 202 | 11 KV RAKSHASWADI | 014198 | 33/11 KV RAKSHASWADI
X0402879 | DLMS-Secure | 055 | TCPIP_DLMS | GSM | Feeder | 5720 | 203 | 11 KV JAMDARWADA | 014186 | 33/11 KV THERAWADI
X0402827 | DLMS-Secure | 055 | TCPIP_DLMS | GSM | Feeder | 5720 | 201 | 11 KV LIFT | 014069 | 33/11 KV BHAMBORA
X0402823 | DLMS-Secure | 055 | TCPIP_DLMS | GSM | Feeder | 5720 | 208 | 11 KV SIDDHTEK AG | 014069 | 33/11 KV BHAMBORA
X0401952 | DLMS-Secure | 055 | TCPIP_DLMS | GSM | Feeder | 5720 | 201 | 11 KV RASHIN GFSS | 014062 | 33/11 KV RASHIN
X0402878 | DLMS-Secure | 055 | TCPIP_DLMS | GSM | Feeder | 5720 | 202 | 11 KV ALSUNDA GFSS | 014180 | 33/11 KV AMBIJALGAON
X0402882 | DLMS-Secure | 055 | TCPIP_DLMS | GSM | Feeder | 5720 | 210 | 11 kV AMRAI | 014151 | 33/11 KV KHED
X0402743 | DLMS-Secure | 055 | TCPIP_DLMS | GSM | Feeder | 5720 | 203 | 11 KV KHATGAON AG | 014180 | 33/11 KV AMBIJALGAON
X0402826 | DLMS-Secure | 055 | TCPIP_DLMS | GSM | Feeder | 5720 | 201 | 11 KV AMBIJALGAON AG | 014180 | 33/11 KV AMBIJALGAON
X0402739 | DLMS-Secure | 055 | TCPIP_DLMS | GSM | Feeder | 5720 | 203 | 11 kV AKHONI | 014151 | 33/11 KV KHED
X0401989 | DLMS-Secure | 055 | TCPIP_DLMS | GSM | Feeder | 5720 | 206 | 11 KV BERDI AG | 014069 | 33/11 KV BHAMBORA
X0402740 | DLMS-Secure | 055 | TCPIP_DLMS | GSM | Feeder | 5720 | 201 | 11 KV KHED AG | 014151 | 33/11 KV KHED
X0402803 | DLMS-Secure | 055 | TCPIP_DLMS | GSM | Feeder | 5720 | 207 | 11 KV SHIMPORA NO. 02 | 014151 | 33/11 KV KHED
17271905 | DLMS-LnT | 053 | TCPIP_DLMS | GSM | Feeder | 5720 | 206 | 11 KV THITESANGVI | 014060 | 33/11 KV GHOGARGAON
X0444739 | DLMS-Secure | 055 | TCPIP_DLMS | GSM | Feeder | 5720 | 204 | 11 KV BHAIRONATH STONE CRUSHER EXPRESS | 014180 | 33/11 KV AMBIJALGAON
X0402744 | DLMS-Secure | 055 | TCPIP_DLMS | GSM | Feeder | 5720 | 208 | 11 KV DHALAWADI | 014084 | 33/11 KV KULDHARAN
X0402806 | DLMS-Secure | 055 | TCPIP_DLMS | GSM | Feeder | 5720 | 202 | 11 KV KOMBHALI | 014123 | 33/11 KV KOMBHALI
XB489581 | DLMS-Secure | 055 | TCPIP_DLMS | GSM | Feeder | 5720 | 201 | 11 KV THERAWADI | 014186 | 33/11 KV THERAWADI
XB462814 | DLMS-Secure | 055 | TCPIP_DLMS | GSM | Feeder | 5720 | 204 | 11 KV THERAWADI GFSS | 014186 | 33/11 KV THERAWADI
X1431402 | DLMS-Secure | 055 | TCPIP_DLMS | GSM | Feeder | 5720 | 203 | 11 KV PIMPALWADI | 014084 | 33/11 KV KULDHARAN
X1457881 | DLMS-Secure | 055 | TCPIP_DLMS | GSM | Feeder | 5720 | 209 | 11 KV KULDHARAN GFSS | 014084 | 33/11 KV KULDHARAN
X1750530 | DLMS-Secure | 055 | TCPIP_DLMS | GSM | Feeder | 5720 | 210 | 11KV NIMGAON GAOTHAN | 014060 | 33/11 KV GHOGARGAON
X0363003 | DLMS-Secure | 055 | TCPIP_DLMS | GSM | Feeder | 5720 | 211 | 11 KV CHIEF OFFICER NAGARPANCHAYAT KARJAT | 014151 | 33/11 KV KHED
X0398637 | DLMS-Secure | 055 | TCPIP_DLMS | GSM | Feeder | 5720 | 204 | 11 KV KOPARDI | 014084 | 33/11 KV KULDHARAN
00382574 | DLMS-HPL | 076 | TCPIP_DLMS | GSM | Feeder | 5762 | 207 | 11 KV KASHTI GFSS | 014076 | 33/11KV KASHTI
00567794 | DLMS-HPL | 076 | TCPIP_DLMS | GSM | Feeder | 5762 | 202 | Bhawani Nagar | 014183 | 33/11 KV Pedgaon Substation
X0398555 | DLMS-Secure | 055 | TCPIP_DLMS | GSM | Feeder | 5762 | 202 | 11 KV KAUTHA | 014107 | 33/11 KV ANGARE
X0398618 | DLMS-Secure | 055 | TCPIP_DLMS | GSM | Feeder | 5762 | 201 | 11 KV ANGARE | 014107 | 33/11 KV ANGARE
MSB09722 | Secure | 055 | TCPIP_Secure | GSM | Feeder | 5762 | 209 | JANGALEWADI | 014076 | 33/11KV KASHTI
12627819 | DLMS-LnT | 053 | TCPIP_DLMS | GSM | Feeder | 5762 | 202 | 11KV PISORA | 014085 | 33/11KV TANDALI D
05037378 | DLMS-HPL | 076 | TCPIP_DLMS | GSM | Feeder | 5762 | 204 | 11 KV LAHAREPAT | 014076 | 33/11KV KASHTI
X1959646 | DLMS-Secure | 055 | TCPIP_DLMS | GSM | Feeder | 5762 | 205 | KAUTHA GAUTHAN | 014107 | 33/11 KV ANGARE
X0398638 | DLMS-Secure | 055 | TCPIP_DLMS | GSM | Feeder | 5762 | 207 | 11kv Gar | 014107 | 33/11 KV ANGARE
17271847 | DLMS-LnT | 053 | TCPIP_DLMS | GSM | Feeder | 5762 | 206 | 11kv Anandwadi | 014107 | 33/11 KV ANGARE
X0398639 | DLMS-Secure | 055 | TCPIP_DLMS | GSM | Feeder | 5762 | 204 | BHIM NADI AG | 014107 | 33/11 KV ANGARE
X0401907 | DLMS-Secure | 055 | TCPIP_DLMS | GSM | Feeder | 5762 | 207 | HIRADGAON AG | 014073 | 33/11KV TAKALI K
XC413905 | DLMS-Secure | 055 | TCPIP_DLMS | GSM | Feeder | 5762 | 203 | 11 SANGAVI DUMALA AG | 014204 | 33/11 KV NIMGAON KHALU
XC413908 | DLMS-Secure | 055 | TCPIP_DLMS | GSM | Feeder | 5762 | 201 | 11 KV NIMGAON KHALU GAOTHAN | 014204 | 33/11 KV NIMGAON KHALU
XC413943 | DLMS-Secure | 055 | TCPIP_DLMS | GSM | Feeder | 5762 | 202 | 11 KV NIMGAON KHALU AG | 014204 | 33/11 KV NIMGAON KHALU
XE419591 | DLMS-Secure | 055 | TCPIP_DLMS | GSM | Feeder | 5762 | 202 | HIRDEWADI | 017333 | 33/11 KV SALVANDEVI ROAD SUBSTATION(IPDS)
XE419592 | DLMS-Secure | 055 | TCPIP_DLMS | GSM | Feeder | 5762 | 201 | MAIN CITY | 017333 | 33/11 KV SALVANDEVI ROAD SUBSTATION(IPDS)
XE419616 | DLMS-Secure | 055 | TCPIP_DLMS | GSM | Feeder | 5762 | 203 | CHORACHIWADI AG | 017333 | 33/11 KV SALVANDEVI ROAD SUBSTATION(IPDS)
X0398553 | DLMS-Secure | 055 | TCPIP_DLMS | GSM | Feeder | 5762 | 204 | 11 KV ADHALGAON GFSS | 014085 | 33/11KV TANDALI D
08024005 | DLMS-Genus | 065 | TCPIP_DLMS | GSM | Feeder | 5762 | 207 | 11 KV PISORA GFSS | 014085 | 33/11KV TANDALI D
X1095201 | DLMS-Secure | 055 | TCPIP_DLMS | GSM | Feeder | 5762 | 204 | 11KV SHRIGONDA | 017010 | 132KV SHRIGONDA
X1095203 | DLMS-Secure | 055 | TCPIP_DLMS | GSM | Feeder | 5762 | 207 | 11KV VELU | 017010 | 132KV SHRIGONDA
X0853618 | DLMS-Secure | 055 | TCPIP_DLMS | GSM | Feeder | 5762 | 206 | 11 KV SAIKRUPA IND EXPRESS | 014076 | 33/11KV KASHTI
X0398620 | DLMS-Secure | 055 | TCPIP_DLMS | GSM | Feeder | 5762 | 203 | 11 KV AJNUJ | 014107 | 33/11 KV ANGARE
16043607 | DLMS-LnT | 053 | TCPIP_DLMS | GSM | Feeder | 5762 | 205 | 11 KV MAHANDULWADI AG | 014122 | 33/11 KV MANDAVGAN
05036664 | DLMS-HPL | 076 | TCPIP_DLMS | GSM | Feeder | 5762 | 203 | 11KV KASHTI | 014076 | 33/11KV KASHTI
X0401901 | DLMS-Secure | 055 | TCPIP_DLMS | GSM | Feeder | 5762 | 201 | 11KV WANGDARI | 014076 | 33/11KV KASHTI
05036950 | DLMS-HPL | 076 | TCPIP_DLMS | GSM | Feeder | 5762 | 205 | 11KV WANGDARI GFSS | 014076 | 33/11KV KASHTI
05161817 | DLMS-HPL | 076 | TCPIP_DLMS | GSM | Feeder | 5762 | 202 | 11 KV KAMTHI | 014122 | 33/11 KV MANDAVGAN
05161811 | DLMS-HPL | 076 | TCPIP_DLMS | GSM | Feeder | 5762 | 203 | 11 KV KHANDGAON | 014122 | 33/11 KV MANDAVGAN
05161833 | DLMS-HPL | 076 | TCPIP_DLMS | GSM | Feeder | 5762 | 201 | 11 KV MANDAVGAN | 014122 | 33/11 KV MANDAVGAN
X1959649 | DLMS-Secure | 055 | TCPIP_DLMS | GSM | Feeder | 5762 | 206 | 11 KV PEDGAON | 014073 | 33/11KV TAKALI K
X1959639 | DLMS-Secure | 055 | TCPIP_DLMS | GSM | Feeder | 5762 | 210 | SHENDGEWADI | 014111 | 33/11 KV SHRIGONDA
17270838 | DLMS-LnT | 053 | TCPIP_DLMS | GSM | Feeder | 5762 | 201 | 11KV MADHEWADGAON | 017010 | 132KV SHRIGONDA
X0402911 | Secure | 055 | TCPIP_Secure | GSM | Feeder | 5762 | 212 | BALAJI | 014111 | 33/11 KV SHRIGONDA
X1959647 | DLMS-Secure | 055 | TCPIP_DLMS | GSM | Feeder | 5762 | 208 | 11 KV KOKANGAON | 014085 | 33/11KV TANDALI D
X1959638 | DLMS-Secure | 055 | TCPIP_DLMS | GSM | Feeder | 5762 | 205 | 11 KV BHAWADI | 014085 | 33/11KV TANDALI D
X0402907 | DLMS-Secure | 055 | TCPIP_DLMS | GSM | Feeder | 5762 | 206 | 11 KV TAKALI LONAR | 014085 | 33/11KV TANDALI D
18205164 | DLMS-LnT | 053 | TCPIP_DLMS | GSM | Feeder | 5762 | 201 | 11KV ADHALGAON | 014085 | 33/11KV TANDALI D
17270841 | DLMS-LnT | 053 | TCPIP_DLMS | GSM | Feeder | 5762 | 205 | 11KV KASHTI | 017010 | 132KV SHRIGONDA
X0398619 | DLMS-Secure | 055 | TCPIP_DLMS | GSM | Feeder | 5762 | 206 | MAKHARE WADI | 014111 | 33/11 KV SHRIGONDA
X0398636 | DLMS-Secure | 055 | TCPIP_DLMS | GSM | Feeder | 5762 | 211 | 11 KV LIMPANGAON GFSS | 014111 | 33/11 KV SHRIGONDA
X0398617 | DLMS-Secure | 055 | TCPIP_DLMS | GSM | Feeder | 5762 | 209 | AUTIWADI | 014111 | 33/11 KV SHRIGONDA
X0401911 | DLMS-Secure | 055 | TCPIP_DLMS | GSM | Feeder | 5762 | 201 | 11KV TAKALI K | 014073 | 33/11KV TAKALI K
X0401910 | DLMS-Secure | 055 | TCPIP_DLMS | GSM | Feeder | 5762 | 204 | 11 KV SHEDGAON | 014073 | 33/11KV TAKALI K
X0400271 | DLMS-Secure | 055 | TCPIP_DLMS | GSM | Feeder | 5762 | 202 | 11KV CHANDGAON | 014073 | 33/11KV TAKALI K
X0401908 | DLMS-Secure | 055 | TCPIP_DLMS | GSM | Feeder | 5762 | 203 | 11 KV GHODEGAON | 014073 | 33/11KV TAKALI K
X0401909 | DLMS-Secure | 055 | TCPIP_DLMS | GSM | Feeder | 5762 | 205 | 11 KV CHANDGAON TAK SHED | 014073 | 33/11KV TAKALI K
XB428892 | DLMS-Secure | 055 | TCPIP_DLMS | GSM | Feeder | 5762 | 203 | 11 KV Ganesha Ag | 014175 | 33/11KV LIMPANGAON
XB428881 | DLMS-Secure | 055 | TCPIP_DLMS | GSM | Feeder | 5762 | 202 | 11 KV Shendewadi Ag | 014175 | 33/11KV LIMPANGAON
X0400385 | DLMS-Secure | 055 | TCPIP_DLMS | GSM | Feeder | 5762 | 210 | DANGAT PAT | 014076 | 33/11KV KASHTI
X0402862 | DLMS-Secure | 055 | TCPIP_DLMS | GSM | Feeder | 5762 | 208 | DHAWALEWADI | 014076 | 33/11KV KASHTI
00467061 | DLMS-HPL | 076 | TCPIP_DLMS | GSM | Feeder | 5762 | 204 | 11 KV Pedgaon Gaothan | 014183 | 33/11 KV Pedgaon Substation
00467053 | DLMS-HPL | 076 | TCPIP_DLMS | GSM | Feeder | 5762 | 203 | Shakar Nagar | 014183 | 33/11 KV Pedgaon Substation
00567781 | DLMS-HPL | 076 | TCPIP_DLMS | GSM | Feeder | 5762 | 205 | 11 KV Autharewadi Ag | 014183 | 33/11 KV Pedgaon Substation
X1959648 | DLMS-Secure | 055 | TCPIP_Secure | GSM | Feeder | 5762 | 210 | 11 KV Tandali dumala | 014085 | 33/11KV TANDALI D
05037461 | DLMS-HPL | 076 | TCPIP_DLMS | GSM | Feeder | 5789 | 203 | 11 KV LINGDEO GFSS | 014112 | 33/11 KV LINGDEO SUBSTATION
XB496248 | DLMS-Secure | 055 | TCPIP_DLMS | GSM | Feeder | 5789 | 204 | 11 KV Khirwire Feeder | 014027 | 33 / 11 KV SAMSHERPUR SUB STAT
16595593 | ElsterABT1800 | 057 | TCPIP_ElsterABT1800 | GSM | Feeder | 5789 | 401 | 33KV SJVN 1 | 017326 | 132 KV KOMBHALANE SUBSTATION
16595595 | ElsterABT1800 | 057 | TCPIP_ElsterABT1800 | GSM | Feeder | 5789 | 402 | 33KV SJVN 2 | 017326 | 132 KV KOMBHALANE SUBSTATION
05161793 | DLMS-HPL | 076 | TCPIP_DLMS | GSM | Feeder | 5789 | 202 | 11 KV Tirde Feeder | 014094 | 33 / 11 KV KELI SANGAVI SUB ST
17271716 | DLMS-LnT | 053 | TCPIP_DLMS | GSM | Feeder | 5789 | 205 | 11 KV Gardani GFSS | 014028 | 33 / 11 KV VIRGAON SUB STATION
X0402734 | DLMS-Secure | 055 | TCPIP_DLMS | GSM | Feeder | 5789 | 201 | 11 KV Virgaon Feeder | 014028 | 33 / 11 KV VIRGAON SUB STATION
X1457868 | DLMS-Secure | 055 | TCPIP_DLMS | GSM | Feeder | 5789 | 202 | 11 KV GARDANI AG FEEDER | 014028 | 33 / 11 KV VIRGAON SUB STATION
05037824 | DLMS-HPL | 076 | TCPIP_DLMS | GSM | Feeder | 5789 | 205 | 11 KV MEHENDURI AG | 014102 | 33 / 11 KV RUMBHODI AMBAD SUB
05037320 | DLMS-HPL | 076 | TCPIP_DLMS | GSM | Feeder | 5789 | 201 | 11 KV Ambad Feeder | 014102 | 33 / 11 KV RUMBHODI AMBAD SUB
X2006438 | DLMS-Secure | 055 | TCPIP_DLMS | GSM | Feeder | 5789 | 201 | 11KV CHANDGIRWADI AG | 014340 | 33/11KV KHIRWIRE
X2006439 | DLMS-Secure | 055 | TCPIP_DLMS | GSM | Feeder | 5789 | 202 | 11KV GHATANDEVI AG | 014340 | 33/11KV KHIRWIRE
X2006458 | DLMS-Secure | 055 | TCPIP_DLMS | GSM | Feeder | 5789 | 203 | 11KV SMBT GAOTHAN | 014340 | 33/11KV KHIRWIRE
08024169 | DLMS-Genus | 065 | TCPIP_DLMS | GSM | Feeder | 5789 | 208 | 11 KV Kumbhefal Gaothan Feeder | 014026 | 33 / 11 KV AKOLE SUB STATION
00567717 | DLMS-HPL | 076 | TCPIP_DLMS | GSM | Feeder | 5789 | 202 | 11 KV Akole Urban Feeder | 014026 | 33 / 11 KV AKOLE SUB STATION
X1959132 | DLMS-Secure | 055 | TCPIP_LNT | GSM | Feeder | 5789 | 206 | 11 KV Tambhol Ag | 014028 | 33 / 11 KV VIRGAON SUB STATION
X1959134 | DLMS-Secure | 055 | TCPIP_LNT | GSM | Feeder | 5789 | 209 | 11 kv pimpalgaon Ag | 014028 | 33 / 11 KV VIRGAON SUB STATION
X1959131 | DLMS-Secure | 055 | TCPIP_LNT | GSM | Feeder | 5789 | 210 | 11 KV Tambhol GFSS | 014026 | 33 / 11 KV AKOLE SUB STATION
05161791 | DLMS-HPL | 076 | TCPIP_LNT | GSM | Feeder | 5789 | 201 | 11 KV Deothan Feeder | 014027 | 33 / 11 KV SAMSHERPUR SUB STAT
05161792 | DLMS-HPL | 076 | TCPIP_DLMS | GSM | Feeder | 5789 | 201 | 11 KV Kombhalne Feeder | 014094 | 33 / 11 KV KELI SANGAVI SUB ST
X1959133 | DLMS-Secure | 055 | TCPIP_DLMS | GSM | Feeder | 5789 | 209 | 11 KV Washere Ag | 014026 | 33 / 11 KV AKOLE SUB STATION
02814480 | ElsterABT1800 | 057 | TCPIP_ElsterABT1800 | GSM | Feeder | 5789 | 404 | 33KV BHAGERIA SOLAR 2 | 017326 | 132 KV KOMBHALANE SUBSTATION
12627756 | LnT | 053 | TCPIP_LnT_9600 | GSM | Feeder | 5789 | 204 | 11 KV Induri GFSS | 014102 | 33 / 11 KV RUMBHODI AMBAD SUB
XG476987 | Secure | 055 | TCPIP_Secure | GSM | Feeder | 5789 | 202 | 11 KV PRAVARA AG | 017328 | 33/11KV KUMBHEPHAL SUBSTATION
XG476973 | Secure | 055 | TCPIP_Secure | GSM | Feeder | 5789 | 203 | 11 KV SULTANPUR AG | 017328 | 33/11KV KUMBHEPHAL SUBSTATION
XG477016 | Secure | 055 | TCPIP_Secure | GSM | Feeder | 5789 | 201 | 11 KV RAMWADI AG | 017328 | 33/11KV KUMBHEPHAL SUBSTATION
00567786 | DLMS-HPL | 076 | TCPIP_DLMS | GSM | Feeder | 5789 | 205 | 11 KV Induri Feeder | 014026 | 33 / 11 KV AKOLE SUB STATION
18205193 | DLMS-LnT | 053 | TCPIP_DLMS | GSM | Feeder | 5789 | 203 | 11 KV Samsherpur Feeder | 014027 | 33 / 11 KV SAMSHERPUR SUB STAT
12627738 | DLMS-LnT | 053 | TCPIP_DLMS | GSM | Feeder | 5789 | 202 | 11 KV Ambad GFSS Feeder | 014102 | 33 / 11 KV RUMBHODI AMBAD SUB
00567712 | DLMS-HPL | 076 | TCPIP_DLMS | GSM | Feeder | 5789 | 206 | 11 KV samsherpur Gaothan | 014027 | 33 / 11 KV SAMSHERPUR SUB STAT
00219680 | DLMS-HPL | 076 | TCPIP_DLMS | GSM | Feeder | 5789 | 205 | 11 Kv Deothan GFSS | 014027 | 33 / 11 KV SAMSHERPUR SUB STAT
XG437303 | DLMS-Secure | 055 | TCPIP_DLMS | GSM | Feeder | 5789 | 206 | 11 KV PIMPALDARI AG FEEDER | 014112 | 33/11 KV LINGDEO SUBSTATION
X1104602 | DLMS-Secure | 055 | TCPIP_DLMS | GSM | Feeder | 5789 | 204 | 11 KV SHIDWAD AG FEEDER | 014112 | 33/11 KV LINGDEO SUBSTATION
XB496254 | DLMS-Secure | 055 | TCPIP_DLMS | GSM | Feeder | 5789 | 204 | 11 KV Kombalane GFSS | 014094 | 33 / 11 KV KELI SANGAVI SUB ST
XC427342 | DLMS-Secure | 055 | TCPIP_DLMS | GSM | Feeder | 5789 | 202 | 11 KV GANESHKHIND AG | 014027 | 33 / 11 KV SAMSHERPUR SUB STAT
17271733 | DLMS-LnT | 053 | TCPIP_DLMS | GSM | Feeder | 5789 | 204 | 11 KV Kumbhefal Feeder | 014026 | 33 / 11 KV AKOLE SUB STATION
17271735 | DLMS-LnT | 053 | TCPIP_DLMS | GSM | Feeder | 5789 | 206 | 11 KV KARKHANA EXPRESS FEEDER | 014026 | 33 / 11 KV AKOLE SUB STATION
17271737 | DLMS-LnT | 053 | TCPIP_DLMS | GSM | Feeder | 5789 | 201 | 11 KV Kalas Feeder | 014026 | 33 / 11 KV AKOLE SUB STATION
17271736 | DLMS-LnT | 053 | TCPIP_DLMS | GSM | Feeder | 5789 | 203 | 11 KV TAMBHOL FEEDER | 014026 | 33 / 11 KV AKOLE SUB STATION
18205190 | DLMS-LnT | 053 | TCPIP_DLMS | GSM | Feeder | 5789 | 207 | 11 KV WASHERE GFSS FEEDER | 014026 | 33 / 11 KV AKOLE SUB STATION
18205147 | DLMS-LnT | 053 | TCPIP_DLMS | GSM | Feeder | 5789 | 202 | 11 KV CHASS FEEDER | 014112 | 33/11 KV LINGDEO SUBSTATION
18205163 | DLMS-LnT | 053 | TCPIP_DLMS | GSM | Feeder | 5789 | 201 | 11 KV LAHIT FEEDER | 014112 | 33/11 KV LINGDEO SUBSTATION
19858801 | DLMS-LnT | 053 | TCPIP_DLMS | GSM | Feeder | 5789 | 203 | 11 KV Ekdara Feeder | 014094 | 33 / 11 KV KELI SANGAVI SUB ST
XB496174 | DLMS-Secure | 055 | TCPIP_DLMS | GSM | Feeder | 5789 | 207 | 11 Kv Khirvire GFSS | 014027 | 33 / 11 KV SAMSHERPUR SUB STAT
00309419 | DLMS-HPL | 076 | TCPIP_DLMS | GSM | Feeder | 5789 | 203 | 11 kV Induri Feeder | 014102 | 33 / 11 KV RUMBHODI AMBAD SUB
17271734 | DLMS-LnT | 053 | TCPIP_DLMS | GSM | Feeder | 5789 | 208 | 11 kv Hivergaon feeder | 014028 | 33 / 11 KV VIRGAON SUB STATION
17271717 | DLMS-LnT | 053 | TCPIP_DLMS | GSM | Feeder | 5789 | 204 | 11 KV Ganore Gaothan Feeder | 014028 | 33 / 11 KV VIRGAON SUB STATION
17271714 | DLMS-LnT | 053 | TCPIP_DLMS | GSM | Feeder | 5789 | 203 | 11 KV Ganore Feeder | 014028 | 33 / 11 KV VIRGAON SUB STATION
02872676 | ElsterABT1800 | 057 | TCPIP_ElsterABT1800 | GSM | Feeder | 5789 | 405 | BHAGERIA FDR 3 | 017326 | 132 KV KOMBHALANE SUBSTATION
X2136526 | DLMS-Secure | 055 | TCPIP_DLMS | GSM | Feeder | 0795 | 202 | 11KV CANAL AG | 014348 | 33/11 KV BRAMANGAON SUBSTATION NEW
18205162 | DLMS-LnT | 053 | TCPIP_DLMS | GSM | Feeder | 0795 | 201 | 11KV KUMBHARI | 014108 | 33/11KV KUMBHARI
X0401029 | DLMS-Secure | 055 | TCPIP_DLMS | GSM | Feeder | 0795 | 203 | 11KV PADHEGAON | 014012 | 33/11 KV DAHGAON BOLKA
05161931 | DLMS-HPL | 076 | TCPIP_LnT_9600 | GSM | Feeder | 0795 | 203 | WADGAON AG | 014015 | 33/11 KV CHAS
05161801 | DLMS-HPL | 076 | TCPIP_LNT | GSM | Feeder | 0795 | 206 | 11KV MALEGAON THADI | 014013 | 33/11KV RAVANDA
05161936 | DLMS-HPL | 076 | TCPIP_LNT | GSM | Feeder | 0795 | 202 | 11 KV KANHEGAON | 014011 | 33/11 KV WARI SUBSTATION
05161802 | DLMS-HPL | 076 | TCPIP_LnT_9600 | GSM | Feeder | 0795 | 202 | 11KV DHAMORI AG | 014013 | 33/11KV RAVANDA
05161803 | DLMS-HPL | 076 | TCPIP_DLMS | GSM | Feeder | 0795 | 201 | 11 KV UKKADGAO AG | 014012 | 33/11 KV DAHGAON BOLKA
05161804 | DLMS-HPL | 076 | TCPIP_HSPL | GSM | Feeder | 0795 | 206 | 11KV KASALI | 014012 | 33/11 KV DAHGAON BOLKA
05036758 | DLMS-HPL | 076 | TCPIP_DLMS | GSM | Feeder | 0795 | 205 | 11KV BAKTARPUR AG | 014015 | 33/11 KV CHAS
05161930 | DLMS-HPL | 076 | TCPIP_DLMS | GSM | Feeder | 0795 | 201 | 11 KV TALEGAON GFSS | 014224 | 33/11 KV TALEGAOM MALE
X2124791 | DLMS-Secure | 055 | TCPIP_DLMS | GSM | Feeder | 0795 | 203 | 11KV TAKALI AG | 014348 | 33/11 KV BRAMANGAON SUBSTATION NEW
XD413894 | DLMS-Secure | 055 | TCPIP_DLMS | GSM | Feeder | 0795 | 203 | 11 KV SAVANTSAR GFSS | 014208 | 33/11 KV S/S SAVANTSAR
X0402757 | DLMS-Secure | 055 | TCPIP_DLMS | GSM | Feeder | 0795 | 203 | 11 KV APPEGAON AG | 014011 | 33/11 KV WARI SUBSTATION
X0402732 | DLMS-Secure | 055 | TCPIP_DLMS | GSM | Feeder | 0795 | 201 | 11KV RAVANDA GFSS | 014013 | 33/11KV RAVANDA
X0402731 | DLMS-Secure | 055 | TCPIP_DLMS | GSM | Feeder | 0795 | 204 | 11KV ANCHALGAON | 014117 | 33/11KV KARANJI
X0402821 | DLMS-Secure | 055 | TCPIP_DLMS | GSM | Feeder | 0795 | 202 | MANJUR GAOTHAN | 014015 | 33/11 KV CHAS
X0402730 | DLMS-Secure | 055 | TCPIP_DLMS | GSM | Feeder | 0795 | 204 | 11KV SANGVI + DHAMORI | 014013 | 33/11KV RAVANDA
X0402728 | DLMS-Secure | 055 | TCPIP_DLMS | GSM | Feeder | 0795 | 203 | KARANJI GFSS | 014117 | 33/11KV KARANJI
X0402779 | DLMS-Secure | 055 | TCPIP_DLMS | GSM | Feeder | 0795 | 202 | 11 KV DAHGAON BOLKA AG | 014012 | 33/11 KV DAHGAON BOLKA
00567783 | DLMS-HPL | 076 | TCPIP_DLMS | GSM | Feeder | 0795 | 206 | 11 KV MORVIS AG | 014015 | 33/11 KV CHAS
00307207 | DLMS-HPL | 076 | TCPIP_DLMS | GSM | Feeder | 0795 | 202 | 11 KV KHOPDI AG | 014224 | 33/11 KV TALEGAOM MALE
00380074 | DLMS-HPL | 076 | TCPIP_DLMS | GSM | Feeder | 0795 | 204 | 11KV DHARANGAON GFSS | 014108 | 33/11KV KUMBHARI
08023983 | DLMS-Genus | 065 | TCPIP_DLMS | GSM | Feeder | 0795 | 205 | 11KV BANDHARA AG | 014117 | 33/11KV KARANJI
08024168 | DLMS-Genus | 065 | TCPIP_DLMS | GSM | Feeder | 0795 | 203 | 11 KV DHOTRA AG | 014224 | 33/11 KV TALEGAOM MALE
XE419558 | DLMS-Secure | 055 | TCPIP_DLMS | GSM | Feeder | 0795 | 208 | 11 KV KOLPEWADI SOLAR | 014014 | 33/11 KV KOLPEWADI
XC435473 | DLMS-Secure | 055 | TCPIP_DLMS | GSM | Feeder | 0795 | 209 | 11KV SUREGAON GFSS | 014014 | 33/11 KV KOLPEWADI
X0401975 | DLMS-Secure | 055 | TCPIP_DLMS | GSM | Feeder | 0795 | 203 | 11KV SUREGAON AG | 014014 | 33/11 KV KOLPEWADI
X0401917 | DLMS-Secure | 055 | TCPIP_DLMS | GSM | Feeder | 0795 | 201 | 11 KV SHINGVE AG | 014011 | 33/11 KV WARI SUBSTATION
X0401905 | DLMS-Secure | 055 | TCPIP_DLMS | GSM | Feeder | 0795 | 202 | 11KV NATEGAON AG | 014113 | 33/11KV KHIRDI GANESH(YESGAON)
X0401974 | DLMS-Secure | 055 | TCPIP_DLMS | GSM | Feeder | 0795 | 206 | 11 KV KOLPEWADI GAOTHAN | 014014 | 33/11 KV KOLPEWADI
X0401995 | DLMS-Secure | 055 | TCPIP_DLMS | GSM | Feeder | 0795 | 204 | 11 KV PUNTAMBA AG | 014011 | 33/11 KV WARI SUBSTATION
X0401984 | DLMS-Secure | 055 | TCPIP_DLMS | GSM | Feeder | 0795 | 203 | 11KV SANGVI BHUSAR | 014013 | 33/11KV RAVANDA
X0401920 | DLMS-Secure | 055 | TCPIP_DLMS | GSM | Feeder | 0795 | 205 | DAHEGAON GFSS | 014012 | 33/11 KV DAHGAON BOLKA
X0401994 | DLMS-Secure | 055 | TCPIP_DLMS | GSM | Feeder | 0795 | 204 | WADGAON GAOTHAN | 014015 | 33/11 KV CHAS
X0401921 | DLMS-Secure | 055 | TCPIP_DLMS | GSM | Feeder | 0795 | 204 | UKKADGAON GFSS | 014012 | 33/11 KV DAHGAON BOLKA
X0401983 | DLMS-Secure | 055 | TCPIP_DLMS | GSM | Feeder | 0795 | 201 | 11KV YESGAON | 014113 | 33/11KV KHIRDI GANESH(YESGAON)
X0401982 | DLMS-Secure | 055 | TCPIP_DLMS | GSM | Feeder | 0795 | 205 | 11KV RAVANDA AG | 014013 | 33/11KV RAVANDA
X0401903 | DLMS-Secure | 055 | TCPIP_DLMS | GSM | Feeder | 0795 | 202 | 11KV OGADI | 014117 | 33/11KV KARANJI
X0401918 | DLMS-Secure | 055 | TCPIP_DLMS | GSM | Feeder | 0795 | 206 | 11 KV SADE AG | 014011 | 33/11 KV WARI SUBSTATION
X0401902 | DLMS-Secure | 055 | TCPIP_DLMS | GSM | Feeder | 0795 | 201 | 11KV KARANJI | 014117 | 33/11KV KARANJI
X0401972 | DLMS-Secure | 055 | TCPIP_DLMS | GSM | Feeder | 0795 | 201 | 11KV VELAPUR AG | 014014 | 33/11 KV KOLPEWADI
X0401973 | DLMS-Secure | 055 | TCPIP_DLMS | GSM | Feeder | 0795 | 202 | 11KV CHAS (KARWADI) AG | 014014 | 33/11 KV KOLPEWADI
X0401976 | DLMS-Secure | 055 | TCPIP_DLMS | GSM | Feeder | 0795 | 205 | 11 KV KOLPEWADI AG | 014014 | 33/11 KV KOLPEWADI
X0402778 | DLMS-Secure | 055 | TCPIP_DLMS | GSM | Feeder | 0795 | 207 | 11KV TALEGAON MALE | 014012 | 33/11 KV DAHGAON BOLKA
X0402781 | DLMS-Secure | 055 | TCPIP_DLMS | GSM | Feeder | 0795 | 205 | WARI GFSS | 014011 | 33/11 KV WARI SUBSTATION
XD413792 | DLMS-Secure | 055 | TCPIP_DLMS | GSM | Feeder | 0795 | 202 | 11 KV LAXMANWADI AG | 014208 | 33/11 KV S/S SAVANTSAR
XD413924 | DLMS-Secure | 055 | TCPIP_DLMS | GSM | Feeder | 0795 | 201 | 11 KV RAMWADI AG | 014208 | 33/11 KV S/S SAVANTSAR
X0853600 | DLMS-Secure | 055 | TCPIP_DLMS | GSM | Feeder | 0795 | 205 | 11 KV DHARANGAON AG | 014108 | 33/11KV KUMBHARI
X2124800 | DLMS-Secure | 055 | TCPIP_DLMS | GSM | Feeder | 0795 | 201 | 11KV BRAMHANGAON GFSS | 014348 | 33/11 KV BRAMANGAON SUBSTATION NEW
X0402729 | DLMS-Secure | 055 | TCPIP_DLMS | GSM | Feeder | 0795 | 201 | MANJUR AG | 014015 | 33/11 KV CHAS
X1094329 | DLMS-Secure | 055 | TCPIP_DLMS | GSM | Feeder | 0795 | 204 | 11KV SHAHAJAPUR AG | 014014 | 33/11 KV KOLPEWADI
18205159 | DLMS-LnT | 053 | TCPIP_DLMS | GSM | Feeder | 0795 | 202 | 11KV MAHEGAON DESHMUKH | 014108 | 33/11KV KUMBHARI
18205176 | DLMS-LnT | 053 | TCPIP_DLMS | GSM | Feeder | 0795 | 203 | KUMBHARI GFSS | 014108 | 33/11KV KUMBHARI
X0401904 | DLMS-Secure | 055 | TCPIP_DLMS | GSM | Feeder | 0795 | 203 | 11KV YESGAON GFSS | 014113 | 33/11KV KHIRDI GANESH(YESGAON)
00279103 | DLMS-HPL | 076 | TCPIP_DLMS | GSM | Feeder | 0744 | 206 | 11 KV SHIGNAPUR GFSS | 017004 | 132/11 KV KOPERGAON
00279101 | DLMS-HPL | 076 | TCPIP_DLMS | GSM | Feeder | 0744 | 203 | RAVENDE | 017004 | 132/11 KV KOPERGAON
00279109 | DLMS-HPL | 076 | TCPIP_DLMS | GSM | Feeder | 0744 | 204 | 11KV KOKAMTHAN IDUSTRIAL | 017004 | 132/11 KV KOPERGAON
00279090 | DLMS-HPL | 076 | TCPIP_DLMS | GSM | Feeder | 0744 | 207 | 11kv DHARANGAON | 017004 | 132/11 KV KOPERGAON
X1960274 | DLMS-Secure | 055 | TCPIP_DLMS | GSM | Feeder | 0744 | 202 | 11KV KOKAMTHAN | 017004 | 132/11 KV KOPERGAON
00279107 | DLMS-HPL | 076 | TCPIP_DLMS | GSM | Feeder | 0744 | 211 | 11 KV KOPARGAON BET | 017004 | 132/11 KV KOPERGAON
X0399809 | DLMS-Secure | 055 | TCPIP_DLMS | GSM | Feeder | 0744 | 212 | 11 KV SADE | 017004 | 132/11 KV KOPERGAON
X1960279 | DLMS-Secure | 055 | TCPIP_DLMS | GSM | Feeder | 0744 | 208 | 11 Kv Bramhangaon | 017004 | 132/11 KV KOPERGAON
X0399812 | DLMS-Secure | 055 | TCPIP_DLMS | GSM | Feeder | 0744 | 201 | 11 KV WATER SUPPLY | 017004 | 132/11 KV KOPERGAON
X0399811 | DLMS-Secure | 055 | TCPIP_DLMS | GSM | Feeder | 0744 | 205 | 11 KV KOPERGAON URBAN | 017004 | 132/11 KV KOPERGAON
XC447435 | DLMS-Secure | 055 | TCPIP_DLMS | GSM | Feeder | 0744 | 203 | 11 KV SAIDHAM | 014109 | 33/11 KV INDUSTRIAL ESTATE
X1094293 | DLMS-Secure | 055 | TCPIP_DLMS | GSM | Feeder | 0744 | 202 | 11 KV INDUSTRIAL | 014109 | 33/11 KV INDUSTRIAL ESTATE
XC447404 | DLMS-Secure | 055 | TCPIP_DLMS | GSM | Feeder | 0744 | 206 | 11 KV KOKAMTHAN GAOTHAN | 014109 | 33/11 KV INDUSTRIAL ESTATE
XC447403 | DLMS-Secure | 055 | TCPIP_DLMS | GSM | Feeder | 0744 | 201 | 11 KV SANJIWANI | 014109 | 33/11 KV INDUSTRIAL ESTATE
XG437273 | DLMS-Secure | 055 | TCPIP_DLMS | GSM | Feeder | 0744 | 202 | 11 KV KARWADI AG | 017327 | 33/11 KV KOKAMTHAN
XG476997 | DLMS-Secure | 055 | TCPIP_DLMS | GSM | Feeder | 0744 | 201 | 11 KV MALWADI AG | 017327 | 33/11 KV KOKAMTHAN
XG477006 | DLMS-Secure | 055 | TCPIP_DLMS | GSM | Feeder | 0744 | 203 | 11 KV JEUR GAOTHAN | 017327 | 33/11 KV KOKAMTHAN
XC435474 | DLMS-Secure | 055 | TCPIP_DLMS | GSM | Feeder | 5771 | 209 | 11KV SAKURI GAOTHAN | 014006 | 33/11 KV RAHATA
X0401327 | DLMS-Secure | 055 | TCPIP_DLMS | GSM | Feeder | 5771 | 205 | Ganeshnagar | 014006 | 33/11 KV RAHATA
X0402797 | DLMS-Secure | 055 | TCPIP_DLMS | GSM | Feeder | 5771 | 204 | STP EXPRESS | 014095 | 33/11 KV SHIRDI
X0853608 | DLMS-Secure | 055 | TCPIP_DLMS | GSM | Feeder | 5771 | 205 | 11KV BAJARANG | 014008 | 33/11 KV PUNTAMBA
X0402733 | DLMS-Secure | 055 | TCPIP_DLMS | GSM | Feeder | 5771 | 207 | 11kv RAMPUR | 014008 | 33/11 KV PUNTAMBA
X0402753 | DLMS-Secure | 055 | TCPIP_DLMS | GSM | Feeder | 5771 | 203 | Astagaon | 014006 | 33/11 KV RAHATA
12627791 | DLMS-LnT | 053 | TCPIP_DLMS | GSM | Feeder | 5771 | 201 | Puntamba | 014006 | 33/11 KV RAHATA
X1083046 | DLMS-Secure | 055 | TCPIP_DLMS | GSM | Feeder | 5771 | 206 | Saibaba | 014006 | 33/11 KV RAHATA
08025529 | DLMS-Genus | 065 | TCPIP_DLMS | GSM | Feeder | 5771 | 202 | Kakdi | 014010 | 33/11 KV RANJANGAON
08024006 | DLMS-Genus | 065 | TCPIP_DLMS | GSM | Feeder | 5771 | 204 | Pimpalas | 014006 | 33/11 KV RAHATA
12627755 | DLMS-LnT | 053 | TCPIP_DLMS | GSM | Feeder | 5771 | 205 | BIROBA BAN | 014095 | 33/11 KV SHIRDI
X0400880 | DLMS-Secure | 055 | TCPIP_DLMS | GSM | Feeder | 5771 | 202 | Rahata | 014006 | 33/11 KV RAHATA
17271898 | DLMS-LnT | 053 | TCPIP_DLMS | GSM | Feeder | 5771 | 207 | 11KV POHEGAON (GFSS) | 014009 | 33/11 KV POHEGAON
17271901 | DLMS-LnT | 053 | TCPIP_DLMS | GSM | Feeder | 5771 | 205 | 11 KV MAYURESHWAR GFSS | 014009 | 33/11 KV POHEGAON
17271900 | DLMS-LnT | 053 | TCPIP_DLMS | GSM | Feeder | 5771 | 202 | 11KV MANEGAON | 014009 | 33/11 KV POHEGAON
17271899 | DLMS-LnT | 053 | TCPIP_DLMS | GSM | Feeder | 5771 | 204 | Korhale | 014009 | 33/11 KV POHEGAON
X1094376 | DLMS-Secure | 055 | TCPIP_DLMS | GSM | Feeder | 5771 | 208 | 11kv Ganeshnagar Gaothan | 014006 | 33/11 KV RAHATA
14676427 | DLMS-LnT | 053 | TCPIP_DLMS | GSM | Feeder | 5771 | 205 | 11KV BABA FEEDER | 014007 | 33/11 KV NIMGAON S/S
18205144 | DLMS-LnT | 053 | TCPIP_DLMS | GSM | Feeder | 5771 | 204 | 11kv Kakadi Gaothan | 014010 | 33/11 KV RANJANGAON
X0401906 | DLMS-Secure | 055 | TCPIP_DLMS | GSM | Feeder | 5771 | 203 | Madhi | 014009 | 33/11 KV POHEGAON
14676422 | DLMS-LnT | 053 | TCPIP_DLMS | GSM | Feeder | 5771 | 206 | 11kv GURUDATTA(BIROBA) | 014009 | 33/11 KV POHEGAON
12627789 | DLMS-LnT | 053 | TCPIP_DLMS | GSM | Feeder | 5771 | 207 | Upasani Baba | 014006 | 33/11 KV RAHATA
12627757 | DLMS-LnT | 053 | TCPIP_DLMS | GSM | Feeder | 5771 | 207 | 11KV SAI SHRADDHA | 014095 | 33/11 KV SHIRDI
00380075 | DLMS-HPL | 076 | TCPIP_DLMS | GSM | Feeder | 5771 | 203 | VIRBHADRA | 014095 | 33/11 KV SHIRDI
X1094331 | DLMS-Secure | 055 | TCPIP_DLMS | GSM | Feeder | 5771 | 203 | 11kv Jawalke Gaothan | 014010 | 33/11 KV RANJANGAON
04577578 | DLMS-Genus | 065 | TCPIP_DLMS | GSM | Feeder | 5771 | 208 | 11KV SONEWADI | 014009 | 33/11 KV POHEGAON
04578791 | DLMS-Genus | 065 | TCPIP_DLMS | GSM | Feeder | 5771 | 201 | 11 KV SAVALIVIHIR | 014009 | 33/11 KV POHEGAON
X2138892 | DLMS-Secure | 055 | TCPIP_DLMS | GSM | Feeder | 5771 | 210 | RANJANGAON GAOTHAN | 014212 | 33/11 KV EKRUKHE SUBSTATION
23017608 | LnT | 053 | TCPIP_LnT_9600 | GSM | Feeder | 5771 | 208 | 11 KV SAI MANDIR | 014095 | 33/11 KV SHIRDI
X1083017 | DLMS-Secure | 055 | TCPIP_Genus | GSM | Feeder | 5771 | 203 | 11KV ASTAGAON GAOTHAN | 014106 | 33/11KV ASTAGAON S/STN
X0398569 | DLMS-Secure | 055 | TCPIP_DLMS | GSM | Feeder | 5771 | 206 | 11KV RAILWAY EXPRESS | 014008 | 33/11 KV PUNTAMBA
X1082880 | DLMS-Secure | 055 | TCPIP_DLMS | GSM | Feeder | 5771 | 203 | 11 KV SHRINATH | 014007 | 33/11 KV NIMGAON S/S
00567710 | DLMS-HPL | 076 | TCPIP_DLMS | GSM | Feeder | 5771 | 207 | 11 KV DUNGARWAL | 014106 | 33/11KV ASTAGAON S/STN
X0402793 | DLMS-Secure | 055 | TCPIP_DLMS | GSM | Feeder | 5771 | 206 | 11kv Godavari | 014007 | 33/11 KV NIMGAON S/S
X0402758 | DLMS-Secure | 055 | TCPIP_DLMS | GSM | Feeder | 5771 | 206 | 11KV M.S.A.M.B.EXPRESS | 014106 | 33/11KV ASTAGAON S/STN
X0402759 | DLMS-Secure | 055 | TCPIP_DLMS | GSM | Feeder | 5771 | 203 | 11 KV SHRIDATT AG | 014181 | 33/11 KV KAKADI SUBSTATION
X0402762 | DLMS-Secure | 055 | TCPIP_DLMS | GSM | Feeder | 5771 | 202 | KAKADI AIRPORT EXPRESS | 014181 | 33/11 KV KAKADI SUBSTATION
X0402795 | DLMS-Secure | 055 | TCPIP_DLMS | GSM | Feeder | 5771 | 201 | Dwarka | 014095 | 33/11 KV SHIRDI
X0402796 | DLMS-Secure | 055 | TCPIP_DLMS | GSM | Feeder | 5771 | 202 | Shriram | 014095 | 33/11 KV SHIRDI
X0402904 | DLMS-Secure | 055 | TCPIP_DLMS | GSM | Feeder | 5771 | 201 | 11 KV MALHAR | 014007 | 33/11 KV NIMGAON S/S
XB477506 | DLMS-Secure | 055 | TCPIP_DLMS | GSM | Feeder | 5771 | 203 | SAHYADRI | 014195 | 33/11 kV SHINGAVE SUBSTATION
X0654777 | DLMS-Secure | 055 | TCPIP_DLMS | GSM | Feeder | 5771 | 203 | 11 KV NAPAWADI AG | 014212 | 33/11 KV EKRUKHE SUBSTATION
XE419586 | DLMS-Secure | 055 | TCPIP_DLMS | GSM | Feeder | 5771 | 201 | 11 KV EKRUKHE AG | 014212 | 33/11 KV EKRUKHE SUBSTATION
XE489830 | DLMS-Secure | 055 | TCPIP_DLMS | GSM | Feeder | 5771 | 206 | 11 KV WATER SUPPLY EXPRESS | 014095 | 33/11 KV SHIRDI
XE419590 | DLMS-Secure | 055 | TCPIP_DLMS | GSM | Feeder | 5771 | 202 | 11 KV EKRUKHE GAOTHAN | 014212 | 33/11 KV EKRUKHE SUBSTATION
XB477504 | DLMS-Secure | 055 | TCPIP_DLMS | GSM | Feeder | 5771 | 202 | Rui Gaothan | 014195 | 33/11 kV SHINGAVE SUBSTATION
XB477479 | DLMS-Secure | 055 | TCPIP_DLMS | GSM | Feeder | 5771 | 201 | 11 KV MAVALA AG | 014195 | 33/11 kV SHINGAVE SUBSTATION
12627812 | DLMS-LnT | 053 | TCPIP_DLMS | GSM | Feeder | 5771 | 203 | Puntamba | 014008 | 33/11 KV PUNTAMBA
X0402754 | DLMS-Secure | 055 | TCPIP_DLMS | GSM | Feeder | 5771 | 204 | 11 KV PNTB GAOTHAN FEEDER | 014008 | 33/11 KV PUNTAMBA
X0402756 | DLMS-Secure | 055 | TCPIP_DLMS | GSM | Feeder | 5771 | 202 | Changdev | 014008 | 33/11 KV PUNTAMBA
X0402832 | DLMS-Secure | 055 | TCPIP_DLMS | GSM | Feeder | 5771 | 201 | Rastapur | 014008 | 33/11 KV PUNTAMBA
18205145 | DLMS-LnT | 053 | TCPIP_DLMS | GSM | Feeder | 5771 | 205 | 11kv GOPAJIBABA | 014010 | 33/11 KV RANJANGAON
XC413936 | DLMS-Secure | 055 | TCPIP_DLMS | GSM | Feeder | 5771 | 202 | SHRI GANESH AG | 014201 | 33/11 kV KORHALE SUBSTATION
18205160 | DLMS-LnT | 053 | TCPIP_DLMS | GSM | Feeder | 5771 | 206 | 11KV BAJARANG(KAKADI) | 014010 | 33/11 KV RANJANGAON
XC413933 | DLMS-Secure | 055 | TCPIP_DLMS | GSM | Feeder | 5771 | 201 | 11 KV KALEWADI AG | 014201 | 33/11 kV KORHALE SUBSTATION
X0402760 | DLMS-Secure | 055 | TCPIP_DLMS | GSM | Feeder | 5771 | 202 | 11 KV JAGDAMBA | 014007 | 33/11 KV NIMGAON S/S
X0402761 | DLMS-Secure | 055 | TCPIP_DLMS | GSM | Feeder | 5771 | 201 | Kakadi Gaothan New | 014181 | 33/11 KV KAKADI SUBSTATION
X0401206 | DLMS-Secure | 055 | TCPIP_DLMS | GSM | Feeder | 5771 | 201 | Javalka | 014010 | 33/11 KV RANJANGAON
X0401205 | DLMS-Secure | 055 | TCPIP_DLMS | GSM | Feeder | 5771 | 202 | 11kv Saishakti | 014106 | 33/11KV ASTAGAON S/STN
XC413879 | DLMS-Secure | 055 | TCPIP_DLMS | GSM | Feeder | 5771 | 203 | 11KV VITHAI GAOTHAN | 014201 | 33/11 kV KORHALE SUBSTATION
03003084 | Genus | 065 | TCPIP_Genus | GSM | Feeder | 6742 | 201 | 11 KV KALAMB | 014031 | 33/11 KV BRAHMANWADA
X0401938 | DLMS-Secure | 055 | TCPIP_DLMS | GSM | Feeder | 6742 | 203 | 11 KV KOTUL -R- | 014030 | 33/11 KV KOTUL
03003030 | Genus | 065 | TCPIP_Genus | GSM | Feeder | 6742 | 204 | CHAITANYAPUR | 014031 | 33/11 KV BRAHMANWADA
00382482 | DLMS-HPL | 076 | TCPIP_DLMS | GSM | Feeder | 6742 | 207 | Vitha GFSS | 014029 | 33/11 KV RAJUR
X1083042 | DLMS-Secure | 055 | TCPIP_DLMS | GSM | Feeder | 6742 | 202 | 11 KV GHATGHAR | 014097 | 33/11 KV SHENDI
00567618 | DLMS-HPL | 076 | TCPIP_DLMS | GSM | Feeder | 6742 | 208 | 11 KV SHIRPUNJE FEEDER | 014029 | 33/11 KV RAJUR
14676420 | DLMS-LnT | 053 | TCPIP_DLMS | GSM | Feeder | 6742 | 209 | 11 KV SANGAMNER EXPRESS WATER SUPPLY | 014029 | 33/11 KV RAJUR
17271709 | DLMS-LnT | 053 | TCPIP_DLMS | GSM | Feeder | 6742 | 204 | 11 KV AMBIT | 014029 | 33/11 KV RAJUR
17271712 | DLMS-LnT | 053 | TCPIP_DLMS | GSM | Feeder | 6742 | 205 | 11 KV RAJUR GFSS | 014029 | 33/11 KV RAJUR
17271710 | DLMS-LnT | 053 | TCPIP_DLMS | GSM | Feeder | 6742 | 202 | 11 KV NIMRAL AG FEEDER | 014029 | 33/11 KV RAJUR
XB489538 | DLMS-Secure | 055 | TCPIP_DLMS | GSM | Feeder | 6742 | 203 | PIMPALGAON NAKVINDA AG | 014193 | 33/11 KV SHILVERE SUB STATION
00466777 | DLMS-HPL | 076 | TCPIP_DLMS | GSM | Feeder | 6742 | 201 | 11 KV KOTUL U GFSS | 014030 | 33/11 KV KOTUL
00567782 | DLMS-HPL | 076 | TCPIP_DLMS | GSM | Feeder | 6742 | 205 | 11 KV Belapur GFSS | 014031 | 33/11 KV BRAHMANWADA
05037424 | DLMS-HPL | 076 | TCPIP_DLMS | GSM | Feeder | 6742 | 206 | 11 KV PIMPARKANE | 014029 | 33/11 KV RAJUR
X1959130 | Secure | 055 | TCPIP_Secure | GSM | Feeder | 6742 | 203 | 11 KV RATANWADI | 014097 | 33/11 KV SHENDI
X1094346 | Secure | 055 | TCPIP_Secure | GSM | Feeder | 6742 | 203 | 11 KV SHENDI | 014029 | 33/11 KV RAJUR
X0402749 | DLMS-Secure | 055 | TCPIP_DLMS | GSM | Feeder | 6742 | 204 | NACHANTHAV | 014030 | 33/11 KV KOTUL
X0853614 | DLMS-Secure | 055 | TCPIP_DLMS | GSM | Feeder | 6742 | 202 | 11 KV KOHANE | 014093 | 33/11 KV KOHANE
X0401324 | DLMS-Secure | 055 | TCPIP_DLMS | GSM | Feeder | 6742 | 201 | 11 KV SOMALWADI | 014093 | 33/11 KV KOHANE
08024166 | DLMS-Genus | 065 | TCPIP_DLMS | GSM | Feeder | 6742 | 203 | 11 KV MECHKARWADI AG FEEDER | 014093 | 33/11 KV KOHANE
00567778 | DLMS-HPL | 076 | TCPIP_DLMS | GSM | Feeder | 6742 | 201 | 11 KV DEVGAON | 014097 | 33/11 KV SHENDI
XB489354 | DLMS-Secure | 055 | TCPIP_DLMS | GSM | Feeder | 6742 | 203 | BORI | 014187 | 33 /11 KV WHAGAPUR SS
00467057 | DLMS-HPL | 076 | TCPIP_DLMS | GSM | Feeder | 6742 | 201 | 11 KV VITHA FEEDER | 014029 | 33/11 KV RAJUR
XB489586 | DLMS-Secure | 055 | TCPIP_DLMS | GSM | Feeder | 6742 | 202 | 11 KV PIMPALGAON KHAND AG | 014187 | 33 /11 KV WHAGAPUR SS
XB489583 | DLMS-Secure | 055 | TCPIP_DLMS | GSM | Feeder | 6742 | 201 | 11 KV WHAGAPUR | 014187 | 33 /11 KV WHAGAPUR SS
X0401940 | DLMS-Secure | 055 | TCPIP_DLMS | GSM | Feeder | 6742 | 206 | AMBHOL | 014030 | 33/11 KV KOTUL
X0401937 | DLMS-Secure | 055 | TCPIP_DLMS | GSM | Feeder | 6742 | 202 | 11 KV DHAMANGAON PAT | 014030 | 33/11 KV KOTUL
X0401939 | DLMS-Secure | 055 | TCPIP_DLMS | GSM | Feeder | 6742 | 207 | ABIT KHIND | 014030 | 33/11 KV KOTUL
X0401941 | DLMS-Secure | 055 | TCPIP_DLMS | GSM | Feeder | 6742 | 205 | DHAMANGAONPAT GFSS | 014030 | 33/11 KV KOTUL
XB477483 | DLMS-Secure | 055 | TCPIP_DLMS | GSM | Feeder | 6742 | 202 | SHILVHERE AG | 014193 | 33/11 KV SHILVERE SUB STATION
XB477486 | DLMS-Secure | 055 | TCPIP_DLMS | GSM | Feeder | 6742 | 201 | SHENIT AG | 014193 | 33/11 KV SHILVERE SUB STATION
X0401993 | DLMS-Secure | 055 | TCPIP_DLMS | GSM | Feeder | 6742 | 203 | KALAMB GFSS | 014031 | 33/11 KV BRAHMANWADA
03003191 | Genus | 065 | TCPIP_Genus | GSM | Feeder | 6742 | 202 | 11KV BELAPUR | 014031 | 33/11 KV BRAHMANWADA
16197223 | DLMS-LnT | 053 | TCPIP_DLMS | GSM | Feeder | 0787 | 403 | 33 KV PARIS ISPAT | 017007 | 132/11 KV SANGAMNER
14676424 | DLMS-LnT | 053 | TCPIP_DLMS | GSM | Feeder | 0787 | 205 | channapuri gaothan | 014017 | 33/11 KV HIWARGAON PAVASA
X1095337 | DLMS-Secure | 055 | TCPIP_DLMS | GSM | Feeder | 0787 | 207 | MANGALAPUR AG | 017007 | 132/11 KV SANGAMNER
05037572 | DLMS-HPL | 076 | TCPIP_DLMS | GSM | Feeder | 0787 | 205 | Digras | 014016 | 33/11 KV PIMPARNE SUB-STATION
X0853602 | DLMS-Secure | 055 | TCPIP_DLMS | GSM | Feeder | 0787 | 203 | 11 K V Palaskhade | 014096 | 33/11 KV NIMON SUB STATION
X1095339 | DLMS-Secure | 055 | TCPIP_DLMS | GSM | Feeder | 0787 | 203 | 11 KV FACTORY | 017007 | 132/11 KV SANGAMNER
X1095336 | DLMS-Secure | 055 | TCPIP_DLMS | GSM | Feeder | 0787 | 210 | 11 KV MIDC | 017007 | 132/11 KV SANGAMNER
X0853601 | DLMS-Secure | 055 | TCPIP_DLMS | GSM | Feeder | 0787 | 206 | chincholi 2 | 014018 | 33/11 KV TALEGAON SUBSTATION
08024173 | DLMS-Genus | 065 | TCPIP_DLMS | GSM | Feeder | 0787 | 206 | UmbarWadi | 014017 | 33/11 KV HIWARGAON PAVASA
08024172 | DLMS-Genus | 065 | TCPIP_DLMS | GSM | Feeder | 0787 | 207 | Savargaon Tal | 014017 | 33/11 KV HIWARGAON PAVASA
00567793 | DLMS-HPL | 076 | TCPIP_DLMS | GSM | Feeder | 0787 | 201 | Dhandarfal | 014019 | 33/11 KV JAWALE KADLAG
05036667 | DLMS-HPL | 076 | TCPIP_DLMS | GSM | Feeder | 0787 | 203 | 11 KV MALDAD GAVTHAN | 014145 | 33/11 KV MIDC GHULEWADI
X1959451 | DLMS-Secure | 055 | TCPIP_LNT | GSM | Feeder | 0787 | 201 | 11 KV PIMPARNE | 014016 | 33/11 KV PIMPARNE SUB-STATION
X1959452 | DLMS-Secure | 055 | TCPIP_DLMS | GSM | Feeder | 0787 | 204 | Jorva | 014016 | 33/11 KV PIMPARNE SUB-STATION
05037323 | DLMS-HPL | 076 | TCPIP_DLMS | GSM | Feeder | 0787 | 201 | 11 kv Rayte ag | 014218 | 33/11 kv Devgaon Sub Station
05036752 | DLMS-HPL | 076 | TCPIP_DLMS | GSM | Feeder | 0787 | 202 | 11 KV INDUSTRIAL | 014145 | 33/11 KV MIDC GHULEWADI
05037820 | DLMS-HPL | 076 | TCPIP_DLMS | GSM | Feeder | 0787 | 210 | 11 KV MALUNJA AG | 014016 | 33/11 KV PIMPARNE SUB-STATION
05161799 | DLMS-HPL | 076 | TCPIP_LNT | GSM | Feeder | 0787 | 202 | 11 K V KARHE | 014096 | 33/11 KV NIMON SUB STATION
19858802 | DLMS-LnT | 053 | TCPIP_DLMS | GSM | Feeder | 0787 | 203 | shirapur | 014017 | 33/11 KV HIWARGAON PAVASA
05037384 | DLMS-HPL | 076 | TCPIP_DLMS | GSM | Feeder | 0787 | 202 | 11KV WAGHAPUR KHARADI AG | 014218 | 33/11 kv Devgaon Sub Station
05037343 | DLMS-HPL | 076 | TCPIP_DLMS | GSM | Feeder | 0787 | 204 | zole | 014017 | 33/11 KV HIWARGAON PAVASA
X1957516 | DLMS-Secure | 055 | TCPIP_LNT | GSM | Feeder | 0787 | 201 | Chandanapuri | 014017 | 33/11 KV HIWARGAON PAVASA
14017542 | LnT | 053 | TCPIP_LnT_9600 | GSM | Feeder | 0787 | 201 | RAJAPUR GAVTHAN | 014217 | 33/11 KV RAJAPUR SUBSTATION
X0399810 | DLMS-Secure | 055 | TCPIP_DLMS | GSM | Feeder | 0787 | 202 | 11 KV CITY | 017007 | 132/11 KV SANGAMNER
XG457054 | DLMS-Secure | 055 | TCPIP_DLMS | GSM | Feeder | 0787 | 203 | 11 KV NILWANDE AG | 017329 | POKHARI HAVELI
X0402786 | DLMS-Secure | 055 | TCPIP_DLMS | GSM | Feeder | 0787 | 203 | KANKAPUR AG. | 014016 | 33/11 KV PIMPARNE SUB-STATION
X0399795 | DLMS-Secure | 055 | TCPIP_DLMS | GSM | Feeder | 0787 | 208 | 11 KV KURAN | 017007 | 132/11 KV SANGAMNER
X0399794 | DLMS-Secure | 055 | TCPIP_DLMS | GSM | Feeder | 0787 | 201 | 11 KV SAYKHINDI | 017007 | 132/11 KV SANGAMNER
X0402820 | DLMS-Secure | 055 | TCPIP_DLMS | GSM | Feeder | 0787 | 201 | 11KV MARKET YARD | 014105 | 33/11 KV PADMANAGAR
18205157 | DLMS-LnT | 053 | TCPIP_DLMS | GSM | Feeder | 0787 | 203 | Vadzari | 014018 | 33/11 KV TALEGAON SUBSTATION
X0402818 | DLMS-Secure | 055 | TCPIP_DLMS | GSM | Feeder | 0787 | 201 | 11 KV MIDC | 014145 | 33/11 KV MIDC GHULEWADI
18205155 | DLMS-LnT | 053 | TCPIP_DLMS | GSM | Feeder | 0787 | 201 | Chincholi | 014018 | 33/11 KV TALEGAON SUBSTATION
X0402819 | DLMS-Secure | 055 | TCPIP_DLMS | GSM | Feeder | 0787 | 203 | 11KV GHULEWADI | 014105 | 33/11 KV PADMANAGAR
X0402787 | DLMS-Secure | 055 | TCPIP_DLMS | GSM | Feeder | 0787 | 202 | 11KV PRAVARA | 014105 | 33/11 KV PADMANAGAR
18205161 | DLMS-LnT | 053 | TCPIP_DLMS | GSM | Feeder | 0787 | 201 | 11 K V Pimpale | 014096 | 33/11 KV NIMON SUB STATION
XG457053 | DLMS-Secure | 055 | TCPIP_DLMS | GSM | Feeder | 0787 | 202 | 11 KV POKHARI HAVELI GAOTHAN | 017329 | POKHARI HAVELI
XG457052 | DLMS-Secure | 055 | TCPIP_DLMS | GSM | Feeder | 0787 | 201 | 11 KV KHANJAPUR AG | 017329 | POKHARI HAVELI
XC435481 | DLMS-Secure | 055 | TCPIP_DLMS | GSM | Feeder | 0787 | 211 | KOLWADE AG FEEDER | 014016 | 33/11 KV PIMPARNE SUB-STATION
00567714 | DLMS-HPL | 076 | TCPIP_DLMS | GSM | Feeder | 0787 | 202 | 11 KV Ambhora | 014016 | 33/11 KV PIMPARNE SUB-STATION
X1095338 | DLMS-Secure | 055 | TCPIP_DLMS | GSM | Feeder | 0787 | 205 | MIRZAPUR AG | 017007 | 132/11 KV SANGAMNER
X1095340 | DLMS-Secure | 055 | TCPIP_DLMS | GSM | Feeder | 0787 | 206 | 11 kv Kharadi | 017007 | 132/11 KV SANGAMNER
18205153 | DLMS-LnT | 053 | TCPIP_DLMS | GSM | Feeder | 0787 | 208 | KANKAPUR GAVTHAN | 014016 | 33/11 KV PIMPARNE SUB-STATION
00467047 | DLMS-HPL | 076 | TCPIP_DLMS | GSM | Feeder | 0787 | 204 | pimpale gaothan | 014096 | 33/11 KV NIMON SUB STATION
17271708 | DLMS-LnT | 053 | TCPIP_DLMS | GSM | Feeder | 0787 | 206 | Wadgaon L. gavthan | 014019 | 33/11 KV JAWALE KADLAG
X0400882 | DLMS-Secure | 055 | TCPIP_DLMS | GSM | Feeder | 0787 | 209 | ambhora gaothan | 014016 | 33/11 KV PIMPARNE SUB-STATION
X0401207 | DLMS-Secure | 055 | TCPIP_DLMS | GSM | Feeder | 0787 | 208 | CHINCHOLI GAVTHAN | 014018 | 33/11 KV TALEGAON SUBSTATION
X0401209 | DLMS-Secure | 055 | TCPIP_DLMS | GSM | Feeder | 0787 | 207 | vadzari 2 | 014018 | 33/11 KV TALEGAON SUBSTATION
XG457050 | DLMS-Secure | 055 | TCPIP_DLMS | GSM | Feeder | 0787 | 201 | 11 KV DEVKAUTHE GAVTHAN | 014336 | 33/11 KV CHINCHOLI GURAV
X1095401 | DLMS-Secure | 055 | TCPIP_DLMS | GSM | Feeder | 0787 | 209 | 11KV EXRPESS | 017007 | 132/11 KV SANGAMNER
X1095402 | DLMS-Secure | 055 | TCPIP_DLMS | GSM | Feeder | 0787 | 204 | 11 KV WATER WORKS | 017007 | 132/11 KV SANGAMNER
08023205 | DLMS-Genus | 065 | TCPIP_DLMS | GSM | Feeder | 0787 | 205 | Vadzari Gaothan | 014018 | 33/11 KV TALEGAON SUBSTATION
X0853604 | DLMS-Secure | 055 | TCPIP_DLMS | GSM | Feeder | 0787 | 202 | Nimon | 014018 | 33/11 KV TALEGAON SUBSTATION
XG457051 | DLMS-Secure | 055 | TCPIP_DLMS | GSM | Feeder | 0787 | 203 | PAREGAON AG | 014336 | 33/11 KV CHINCHOLI GURAV
12626733 | DLMS-LnT | 053 | TCPIP_DLMS | GSM | Feeder | 0787 | 205 | palaskhede gaothan | 014096 | 33/11 KV NIMON SUB STATION
X1598272 | DLMS-Secure | 055 | TCPIP_DLMS | GSM | Feeder | 0787 | 202 | DEVKAUTHE AG | 014336 | 33/11 KV CHINCHOLI GURAV
13546771 | DLMS-LnT | 053 | TCPIP_DLMS | GSM | Feeder | 0787 | 202 | hiwargaon pawsa | 014017 | 33/11 KV HIWARGAON PAVASA
17271767 | DLMS-LnT | 053 | TCPIP_DLMS | GSM | Feeder | 0787 | 203 | Ganore | 014019 | 33/11 KV JAWALE KADLAG
17271766 | DLMS-LnT | 053 | TCPIP_DLMS | GSM | Feeder | 0787 | 202 | Wadgaon Landga AG | 014019 | 33/11 KV JAWALE KADLAG
17271764 | DLMS-LnT | 053 | TCPIP_DLMS | GSM | Feeder | 0787 | 205 | JAWALE KADLAG GAVTHAN | 014019 | 33/11 KV JAWALE KADLAG
17271763 | DLMS-LnT | 053 | TCPIP_DLMS | GSM | Feeder | 0787 | 204 | JAWALE KADLAG AG | 014019 | 33/11 KV JAWALE KADLAG
17271765 | DLMS-LnT | 053 | TCPIP_DLMS | GSM | Feeder | 0787 | 207 | Chikani Ag. | 014019 | 33/11 KV JAWALE KADLAG
05161798 | DLMS-HPL | 076 | TCPIP_LNT | GSM | Feeder | 0787 | 206 | rayate gaothan | 014016 | 33/11 KV PIMPARNE SUB-STATION
X1790643 | DLMS-Secure | 055 | TCPIP_DLMS | GSM | Feeder | 5797 | 201 | 11 KV KHAMBE GAOTHAN FEEDER | 014337 | 33/11KV KHAMBE
X1790645 | DLMS-Secure | 055 | TCPIP_DLMS | GSM | Feeder | 5797 | 202 | 11 KV WARWANDI AG | 014337 | 33/11KV KHAMBE
X1813876 | DLMS-Secure | 055 | TCPIP_DLMS | GSM | Feeder | 5797 | 203 | 11 KV KHAMBE AG FEEDER | 014337 | 33/11KV KHAMBE
04576030 | DLMS-Genus | 065 | TCPIP_DLMS | GSM | Feeder | 5797 | 214 | 11 KV VARVANDI AG | 014023 | 33/11 KV ASHWI KH
04577579 | DLMS-Genus | 065 | TCPIP_DLMS | GSM | Feeder | 5797 | 208 | CHANEGAON AG | 014023 | 33/11 KV ASHWI KH
00567719 | DLMS-HPL | 076 | TCPIP_DLMS | GSM | Feeder | 5797 | 209 | Rankham GFSS | 014021 | 33/11 KV SAKUR
12627741 | DLMS-LnT | 053 | TCPIP_DLMS | GSM | Feeder | 5797 | 209 | 11 KV NIMGAONJALI G.F. S.S | 014023 | 33/11 KV ASHWI KH
12627754 | DLMS-LnT | 053 | TCPIP_DLMS | GSM | Feeder | 5797 | 215 | 11 KV PLA / S PUR (GFSS) | 014023 | 33/11 KV ASHWI KH
00567784 | DLMS-HPL | 076 | TCPIP_DLMS | GSM | Feeder | 5797 | 206 | NIMGAONJALI AG | 014023 | 33/11 KV ASHWI KH
08023998 | DLMS-Genus | 065 | TCPIP_DLMS | GSM | Feeder | 5797 | 213 | Chanegaon / Kanoli GFSS | 014023 | 33/11 KV ASHWI KH
X1380764 | DLMS-Secure | 055 | TCPIP_DLMS | GSM | Feeder | 5797 | 207 | PIMPRI LAUKI AG | 014023 | 33/11 KV ASHWI KH
14017373 | LnT | 053 | TCPIP_LnT_9600 | GSM | Feeder | 5797 | 203 | 11 KV KASARWADI GAOTHAN | 014219 | 33/11 KV Chikhli S/Stn
14030504 | LnT | 053 | TCPIP_LnT_9600 | GSM | Feeder | 5797 | 202 | 11 KV Chikhli Ag | 014219 | 33/11 KV Chikhli S/Stn
14030472 | LnT | 053 | TCPIP_LnT_9600 | GSM | Feeder | 5797 | 201 | 11 KV MANDVE GFSS | 014220 | 33/11 KV Mandva S/Stn
04577478 | DLMS-Genus | 065 | TCPIP_DLMS | GSM | Feeder | 5797 | 201 | SHIBALAPUR AG | 014023 | 33/11 KV ASHWI KH
05161797 | DLMS-HPL | 076 | TCPIP_LNT | GSM | Feeder | 5797 | 204 | UMBARI AG | 014023 | 33/11 KV ASHWI KH
05161794 | DLMS-HPL | 076 | TCPIP_DLMS | GSM | Feeder | 5797 | 204 | Dolasane GFSS | 014025 | 33/11 KV KARJULEPATHAR
05161796 | DLMS-HPL | 076 | TCPIP_LnT_9600 | GSM | Feeder | 5797 | 206 | 11 KV SAKUR G.F.S.S | 014021 | 33/11 KV SAKUR
05161795 | DLMS-HPL | 076 | TCPIP_DLMS | GSM | Feeder | 5797 | 204 | NIMGAONPAGA AG | 014022 | 33/11 KV DHANDERFAL
X1094563 | DLMS-Secure | 055 | TCPIP_DLMS | GSM | Feeder | 5797 | 204 | BOTA AG | 014020 | 33/11 KV GHARGAON
00567757 | DLMS-HPL | 076 | TCPIP_DLMS | GSM | Feeder | 5797 | 204 | 11 KV VADGAONPAN G.F.S.S | 014024 | 33/11 KV KOKANGAON
X0853615 | DLMS-Secure | 055 | TCPIP_DLMS | GSM | Feeder | 5797 | 203 | NIMAJ AG | 014022 | 33/11 KV DHANDERFAL
X0402785 | DLMS-Secure | 055 | TCPIP_DLMS | GSM | Feeder | 5797 | 206 | 11 KV GHARGAON G.F.S.S | 014020 | 33/11 KV GHARGAON
X1750534 | DLMS-Secure | 055 | TCPIP_DLMS | GSM | Feeder | 5797 | 205 | 11 KV RAHIMPUR G.F.S.S | 014024 | 33/11 KV KOKANGAON
05038018 | DLMS-HPL | 076 | TCPIP_DLMS | GSM | Feeder | 5797 | 202 | DOLASNE AG | 014025 | 33/11 KV KARJULEPATHAR
05037361 | DLMS-HPL | 076 | TCPIP_DLMS | GSM | Feeder | 5797 | 201 | JAWALE BALESHWAR AG | 014025 | 33/11 KV KARJULEPATHAR
15117145 | DLMS-LnT | 053 | TCPIP_DLMS | GSM | Feeder | 5797 | 203 | 11 KV WADGAON LANDGA AG | 014179 | 33/11 KV WADGAON LANDGA
00381232 | DLMS-HPL | 076 | TCPIP_DLMS | GSM | Feeder | 5797 | 203 | RANKHAMB AG | 014021 | 33/11 KV SAKUR
00567617 | DLMS-HPL | 076 | TCPIP_DLMS | GSM | Feeder | 5797 | 202 | MANDAVE AG | 014021 | 33/11 KV SAKUR
08023975 | DLMS-Genus | 065 | TCPIP_DLMS | GSM | Feeder | 5797 | 208 | Jambut GFSS | 014021 | 33/11 KV SAKUR
00382564 | DLMS-HPL | 076 | TCPIP_DLMS | GSM | Feeder | 5797 | 201 | VADGAONPAN | 014024 | 33/11 KV KOKANGAON
17223908 | DLMS-LnT | 053 | TCPIP_DLMS | GSM | Feeder | 5797 | 205 | KANOLI AG | 014023 | 33/11 KV ASHWI KH
00380884 | DLMS-HPL | 076 | TCPIP_DLMS | GSM | Feeder | 5797 | 202 | PEMGIRI AG | 014022 | 33/11 KV DHANDERFAL
08023993 | DLMS-Genus | 065 | TCPIP_DLMS | GSM | Feeder | 5797 | 207 | 11 KV PIMPALGAON DEPA 2 | 014025 | 33/11 KV KARJULEPATHAR
08024170 | DLMS-Genus | 065 | TCPIP_DLMS | GSM | Feeder | 5797 | 205 | KHANDARESHWAR AG | 014020 | 33/11 KV GHARGAON
08023204 | DLMS-Genus | 065 | TCPIP_DLMS | GSM | Feeder | 5797 | 203 | BELAPUR AG | 014020 | 33/11 KV GHARGAON
X0853607 | DLMS-Secure | 055 | TCPIP_DLMS | GSM | Feeder | 5797 | 207 | MULA AG | 014020 | 33/11 KV GHARGAON
X0402752 | DLMS-Secure | 055 | TCPIP_DLMS | GSM | Feeder | 5797 | 212 | 11 KV PANDHARE AG | 014021 | 33/11 KV SAKUR
00567711 | DLMS-HPL | 076 | TCPIP_DLMS | GSM | Feeder | 5797 | 211 | 11 KV Birewadi Ag | 014021 | 33/11 KV SAKUR
00306960 | DLMS-HPL | 076 | TCPIP_DLMS | GSM | Feeder | 5797 | 204 | JAMBUT AG | 014021 | 33/11 KV SAKUR
XB449664 | DLMS-Secure | 055 | TCPIP_DLMS | GSM | Feeder | 5797 | 205 | KAUTHE AG | 014021 | 33/11 KV SAKUR
14676430 | DLMS-LnT | 053 | TCPIP_DLMS | GSM | Feeder | 5797 | 206 | 11KV NIMAJ GFSS | 014022 | 33/11 KV DHANDERFAL
00567707 | DLMS-HPL | 076 | TCPIP_DLMS | GSM | Feeder | 5797 | 203 | KHANDERAY WADI AG | 014025 | 33/11 KV KARJULEPATHAR
00380221 | DLMS-HPL | 076 | TCPIP_DLMS | GSM | Feeder | 5797 | 202 | Nimgaonjali GFSS | 014119 | 33/11 KV ASHWI BK
00567792 | DLMS-HPL | 076 | TCPIP_DLMS | GSM | Feeder | 5797 | 209 | Mendhavan AG | 014024 | 33/11 KV KOKANGAON
00567709 | DLMS-HPL | 076 | TCPIP_DLMS | GSM | Feeder | 5797 | 202 | KOLHEWADI | 014024 | 33/11 KV KOKANGAON
X0402751 | DLMS-Secure | 055 | TCPIP_DLMS | GSM | Feeder | 5797 | 205 | SAMNAPUR AG | 014100 | 33/11 KV NIMBALA
18205149 | DLMS-LnT | 053 | TCPIP_DLMS | GSM | Feeder | 5797 | 212 | HANGEWADI AG | 014023 | 33/11 KV ASHWI KH
X0400883 | DLMS-Secure | 055 | TCPIP_DLMS | GSM | Feeder | 5797 | 206 | JawalaBaleshwar GFSS | 014025 | 33/11 KV KARJULEPATHAR
X0399808 | DLMS-Secure | 055 | TCPIP_DLMS | GSM | Feeder | 5797 | 216 | 11 KV DADH KH | 014023 | 33/11 KV ASHWI KH
XB496177 | DLMS-Secure | 055 | TCPIP_DLMS | GSM | Feeder | 5797 | 203 | 11 KV Bota new Ag | 014196 | 33/11 KV BOTA
18205150 | DLMS-LnT | 053 | TCPIP_DLMS | GSM | Feeder | 5797 | 208 | 11 KV Dhandarfal KH ag | 014022 | 33/11 KV DHANDERFAL
18205175 | DLMS-LnT | 053 | TCPIP_DLMS | GSM | Feeder | 5797 | 202 | SAVARCHOL AG | 014115 | 33/11 KV PEMGIRI
18205151 | DLMS-LnT | 053 | TCPIP_DLMS | GSM | Feeder | 5797 | 207 | RAMESHWAR AG | 014022 | 33/11 KV DHANDERFAL
18205174 | DLMS-LnT | 053 | TCPIP_DLMS | GSM | Feeder | 5797 | 201 | PEMGIRI SHIRGAON AG | 014115 | 33/11 KV PEMGIRI
18205177 | DLMS-LnT | 053 | TCPIP_DLMS | GSM | Feeder | 5797 | 201 | Nimgaonjali AG | 014119 | 33/11 KV ASHWI BK
XB496180 | DLMS-Secure | 055 | TCPIP_DLMS | GSM | Feeder | 5797 | 202 | 11 KV Yelkopewadi AG | 014196 | 33/11 KV BOTA
XC427338 | DLMS-Secure | 055 | TCPIP_DLMS | GSM | Feeder | 5797 | 201 | 11 KV Ambi Dumala AG | 014196 | 33/11 KV BOTA
X0402784 | DLMS-Secure | 055 | TCPIP_DLMS | GSM | Feeder | 5797 | 205 | 11 KV SANGHVI G.F.S.S | 014022 | 33/11 KV DHANDERFAL
X0402783 | DLMS-Secure | 055 | TCPIP_DLMS | GSM | Feeder | 5797 | 201 | SAKUR AG | 014021 | 33/11 KV SAKUR
17272018 | DLMS-LnT | 053 | TCPIP_DLMS | GSM | Feeder | 5797 | 203 | 11 KV KARPADI AG | 014110 | 33/11 KV RAHIMPUR
17271997 | DLMS-LnT | 053 | TCPIP_DLMS | GSM | Feeder | 5797 | 202 | Biroba B/F | 014110 | 33/11 KV RAHIMPUR
18205152 | DLMS-LnT | 053 | TCPIP_DLMS | GSM | Feeder | 5797 | 203 | Pemgiri GFSS | 014115 | 33/11 KV PEMGIRI
17272022 | DLMS-LnT | 053 | TCPIP_DLMS | GSM | Feeder | 5797 | 210 | Jambut AG 2 | 014021 | 33/11 KV SAKUR
17271996 | DLMS-LnT | 053 | TCPIP_DLMS | GSM | Feeder | 5797 | 201 | Dongre B/F | 014110 | 33/11 KV RAHIMPUR
17272019 | DLMS-LnT | 053 | TCPIP_DLMS | GSM | Feeder | 5797 | 208 | Bota GFSS | 014020 | 33/11 KV GHARGAON
17272021 | DLMS-LnT | 053 | TCPIP_DLMS | GSM | Feeder | 5797 | 202 | AKALAPUR AG | 014020 | 33/11 KV GHARGAON
17272020 | DLMS-LnT | 053 | TCPIP_DLMS | GSM | Feeder | 5797 | 201 | GHARGAON AG | 014020 | 33/11 KV GHARGAON
17271707 | DLMS-LnT | 053 | TCPIP_DLMS | GSM | Feeder | 5797 | 203 | TALEGAON WATERWORK | 014100 | 33/11 KV NIMBALA
17271706 | DLMS-LnT | 053 | TCPIP_DLMS | GSM | Feeder | 5797 | 202 | NIMBALA AG | 014100 | 33/11 KV NIMBALA
17271703 | DLMS-LnT | 053 | TCPIP_DLMS | GSM | Feeder | 5797 | 204 | KOLHEWADI AG | 014100 | 33/11 KV NIMBALA
17271704 | DLMS-LnT | 053 | TCPIP_DLMS | GSM | Feeder | 5797 | 201 | JORWA AG | 014100 | 33/11 KV NIMBALA
13376820 | DLMS-LnT | 053 | TCPIP_DLMS | GSM | Feeder | 5797 | 209 | 11 KV DAULAT AGRO INDIA PVT LTD | 014020 | 33/11 KV GHARGAON
15117293 | DLMS-LnT | 053 | TCPIP_DLMS | GSM | Feeder | 5797 | 201 | 11 KV PIMPALGAON KONZIRA AG | 014179 | 33/11 KV WADGAON LANDGA
15117405 | DLMS-LnT | 053 | TCPIP_DLMS | GSM | Feeder | 5797 | 202 | 11 KV pimpalgaon Konzira GFSS | 014179 | 33/11 KV WADGAON LANDGA
17271993 | DLMS-LnT | 053 | TCPIP_DLMS | GSM | Feeder | 5797 | 201 | 11 KV KHAMBA AG | 014114 | 33/11 KV KHALI S/STN
17271995 | DLMS-LnT | 053 | TCPIP_DLMS | GSM | Feeder | 5797 | 203 | 11KV PIMPRI AG | 014114 | 33/11 KV KHALI S/STN
17271994 | DLMS-LnT | 053 | TCPIP_DLMS | GSM | Feeder | 5797 | 202 | 11KV ZAREKATHI AG | 014114 | 33/11 KV KHALI S/STN
X1457859 | DLMS-Secure | 055 | TCPIP_DLMS | GSM | Feeder | 5797 | 204 | 11 KV DHUDHESHWAR AG | 014119 | 33/11 KV ASHWI BK
00382566 | DLMS-HPL | 076 | TCPIP_DLMS | GSM | Feeder | 5797 | 205 | Pimpalgaon depa GFSS | 014025 | 33/11 KV KARJULEPATHAR
X1554241 | DLMS-Secure | 055 | TCPIP_DLMS | GSM | Feeder | 5797 | 208 | Ozar AG | 014024 | 33/11 KV KOKANGAON
14017509 | LnT | 053 | TCPIP_LnT_9600 | GSM | Feeder | 5797 | 201 | 11 kv vadapur Ag | 014219 | 33/11 KV Chikhli S/Stn
18205146 | DLMS-LnT | 053 | TCPIP_DLMS | GSM | Feeder | 5797 | 203 | Umbri AG | 014119 | 33/11 KV ASHWI BK
X0402794 | DLMS-Secure | 055 | TCPIP_DLMS | GSM | Feeder | 5797 | 201 | SANGHVI AG | 014022 | 33/11 KV DHANDERFAL
X0399708 | DLMS-Secure | 055 | TCPIP_DLMS | GSM | Feeder | 4840 | 404 | 33 KV PROJECT | 018003 | 220KV BABHALESHWAR
13045319 | LnT | 053 | TCPIP_LnT_9600 | GSM | Feeder | 4840 | 202 | YADAV MALA | 014137 | 33/11KV MAMDAPUR SUBSTATION
X0399697 | DLMS-Secure | 055 | TCPIP_DLMS | GSM | Feeder | 4840 | 207 | TISGAON | 018003 | 220KV BABHALESHWAR
X0399711 | DLMS-Secure | 055 | TCPIP_DLMS | GSM | Feeder | 4840 | 204 | 11 KV PRAVARANAGAR | 018003 | 220KV BABHALESHWAR
X0399693 | DLMS-Secure | 055 | TCPIP_DLMS | GSM | Feeder | 4840 | 208 | PIMPRI NIRMAL | 018003 | 220KV BABHALESHWAR
X0399696 | DLMS-Secure | 055 | TCPIP_DLMS | GSM | Feeder | 4840 | 211 | AMRUTESHWAR GAOTHAN | 018003 | 220KV BABHALESHWAR
X0399695 | DLMS-Secure | 055 | TCPIP_DLMS | GSM | Feeder | 4840 | 212 | BIROBA GOATHAN | 018003 | 220KV BABHALESHWAR
X0399712 | DLMS-Secure | 055 | TCPIP_DLMS | GSM | Feeder | 4840 | 203 | LOHGAON | 018003 | 220KV BABHALESHWAR
X0399709 | DLMS-Secure | 055 | TCPIP_DLMS | GSM | Feeder | 4840 | 202 | LONI | 018003 | 220KV BABHALESHWAR
X0399758 | DLMS-Secure | 055 | TCPIP_DLMS | GSM | Feeder | 4840 | 206 | TAMBEWADI | 018003 | 220KV BABHALESHWAR
X0399759 | DLMS-Secure | 055 | TCPIP_DLMS | GSM | Feeder | 4840 | 205 | DADH | 018003 | 220KV BABHALESHWAR
X0399710 | DLMS-Secure | 055 | TCPIP_DLMS | GSM | Feeder | 4840 | 201 | PROJECT | 018003 | 220KV BABHALESHWAR
X0402800 | DLMS-Secure | 055 | TCPIP_DLMS | GSM | Feeder | 4840 | 206 | ADGAON GAOTHAN FEEDER | 014130 | 33/11 KV LONI SUBSTATION
17272007 | DLMS-LnT | 053 | TCPIP_DLMS | GSM | Feeder | 4840 | 206 | 11KV DURGAPUR GAOTHAN FEEDER | 014135 | 33/11KV HASNAPUR SUBSTATION
17272003 | DLMS-LnT | 053 | TCPIP_DLMS | GSM | Feeder | 4840 | 201 | 11 KV CHINCHPUR | 014135 | 33/11KV HASNAPUR SUBSTATION
17271896 | DLMS-LnT | 053 | TCPIP_DLMS | GSM | Feeder | 4840 | 204 | 11KV CHANDRAPUR | 014135 | 33/11KV HASNAPUR SUBSTATION
X1841537 | DLMS-Secure | 055 | TCPIP_DLMS | GSM | Feeder | 4840 | 201 | 11 KV KAPURAI AG | 014339 | 33/11 KV KANADAGAON
X1841533 | DLMS-Secure | 055 | TCPIP_DLMS | GSM | Feeder | 4840 | 201 | 11 KV KAPURAI AG | 014339 | 33/11 KV KANADAGAON
X1841529 | DLMS-Secure | 055 | TCPIP_DLMS | GSM | Feeder | 4840 | 203 | 11 KV KANADGAON GAOTHAN | 014339 | 33/11 KV KANADAGAON
X1554242 | DLMS-Secure | 055 | TCPIP_DLMS | GSM | Feeder | 4840 | 207 | 11 KV BHALERAOWADI | 014135 | 33/11KV HASNAPUR SUBSTATION
MSP59810 | DLMS-Secure | 055 | TCPIP_DLMS | GSM | Feeder | 4840 | 205 | DHANGAR WADI | 014131 | 33/11 KV WAKADI
MSP59798 | DLMS-Secure | 055 | TCPIP_DLMS | GSM | Feeder | 4840 | 203 | MAHADEO GGSS | 014131 | 33/11 KV WAKADI
XB462812 | DLMS-Secure | 055 | TCPIP_DLMS | GSM | Feeder | 4840 | 201 | JALGAON | 014131 | 33/11 KV WAKADI
08024001 | DLMS-Genus | 065 | TCPIP_DLMS | GSM | Feeder | 4840 | 201 | 11KV PRATAPPUR | 014132 | 33/11KV DADH SUBSTATION
X0402876 | DLMS-Secure | 055 | TCPIP_DLMS | GSM | Feeder | 4840 | 203 | 11KV DADH GAVTHAN | 014132 | 33/11KV DADH SUBSTATION
00567765 | DLMS-HPL | 076 | TCPIP_DLMS | GSM | Feeder | 4840 | 205 | SATRAL DAIRY | 014139 | 33/11KV SATRAL SUBSTATION
13062902 | LnT | 053 | TCPIP_LnT_9600 | GSM | Feeder | 4840 | 203 | NIMBHERE | 014139 | 33/11KV SATRAL SUBSTATION
13045165 | LnT | 053 | TCPIP_LnT_9600 | GSM | Feeder | 4840 | 201 | MAMDAPUR | 014137 | 33/11KV MAMDAPUR SUBSTATION
13043084 | LnT | 053 | TCPIP_LnT_9600 | GSM | Feeder | 4840 | 204 | NANDUR | 014137 | 33/11KV MAMDAPUR SUBSTATION
13045342 | LnT | 053 | TCPIP_LnT_9600 | GSM | Feeder | 4840 | 201 | 11 KV SATRAL | 014139 | 33/11KV SATRAL SUBSTATION
13043119 | LnT | 053 | TCPIP_LnT_9600 | GSM | Feeder | 4840 | 203 | FATTYABAD | 014137 | 33/11KV MAMDAPUR SUBSTATION
13062910 | LnT | 053 | TCPIP_LnT_9600 | GSM | Feeder | 4840 | 202 | DHANORE | 014139 | 33/11KV SATRAL SUBSTATION
13043025 | LnT | 053 | TCPIP_LnT_9600 | GSM | Feeder | 4840 | 206 | SHERAKHAWALI GAOTHAN | 014139 | 33/11KV SATRAL SUBSTATION
13043087 | LnT | 053 | TCPIP_LnT_9600 | GSM | Feeder | 4840 | 206 | 11KV MAMADAPUR GAOTHAN | 014137 | 33/11KV MAMDAPUR SUBSTATION
13062971 | LnT | 053 | TCPIP_LnT_9600 | GSM | Feeder | 4840 | 204 | KANADGAON | 014139 | 33/11KV SATRAL SUBSTATION
13043048 | LnT | 053 | TCPIP_LnT_9600 | GSM | Feeder | 4840 | 202 | GANESHNAGAR | 014131 | 33/11 KV WAKADI
07424544 | LnT | 053 | TCPIP_LNT | GSM | Feeder | 4840 | 203 | 11KV HANUMANTGAON | 014135 | 33/11KV HASNAPUR SUBSTATION
13043060 | LnT | 053 | TCPIP_LnT_9600 | GSM | Feeder | 4840 | 206 | 11 KV WAKADI FEEDER | 014131 | 33/11 KV WAKADI
00467059 | DLMS-HPL | 076 | TCPIP_DLMS | GSM | Feeder | 4840 | 202 | 11KV ASMITA | 014132 | 33/11KV DADH SUBSTATION
14017444 | LnT | 053 | TCPIP_LnT_9600 | GSM | Feeder | 4840 | 211 | 11KV ANAPWADI | 014139 | 33/11KV SATRAL SUBSTATION
14017428 | LnT | 053 | TCPIP_LnT_9600 | GSM | Feeder | 4840 | 212 | 11KV TANDULNER | 014139 | 33/11KV SATRAL SUBSTATION
13043063 | LnT | 053 | TCPIP_LnT_9600 | GSM | Feeder | 4840 | 201 | PMT | 014130 | 33/11 KV LONI SUBSTATION
13045294 | LnT | 053 | TCPIP_LnT_9600 | GSM | Feeder | 4840 | 205 | 11 KV DUDHESHWAR | 014130 | 33/11 KV LONI SUBSTATION
03003143 | Genus | 065 | TCPIP_Genus | GSM | Feeder | 4840 | 202 | 11KV PRAVARA | 014135 | 33/11KV HASNAPUR SUBSTATION
13045302 | LnT | 053 | TCPIP_LnT_9600 | GSM | Feeder | 4840 | 203 | 11 KV SADATPUR | 014130 | 33/11 KV LONI SUBSTATION
13045312 | LnT | 053 | TCPIP_LnT_9600 | GSM | Feeder | 4840 | 204 | 11 KV ENGR COLLAGE | 014130 | 33/11 KV LONI SUBSTATION
13062963 | LnT | 053 | TCPIP_LnT_9600 | GSM | Feeder | 4840 | 202 | 11 KV GOGALGAON | 014130 | 33/11 KV LONI SUBSTATION
07038196 | LnT | 053 | TCPIP_LNT | GSM | Feeder | 4840 | 205 | 11KV HASNAPUR GAOTHAN FEEDER | 014135 | 33/11KV HASNAPUR SUBSTATION
13043114 | LnT | 053 | TCPIP_LnT_9600 | GSM | Feeder | 4840 | 204 | KHANDOBA GFSS | 014131 | 33/11 KV WAKADI
13043052 | LnT | 053 | TCPIP_LnT_9600 | GSM | Feeder | 4840 | 207 | MHASOBA GAOTHAN | 014139 | 33/11KV SATRAL SUBSTATION
13043061 | LnT | 053 | TCPIP_LnT_9600 | GSM | Feeder | 4840 | 205 | KHANDALA | 014137 | 33/11KV MAMDAPUR SUBSTATION
X0399694 | DLMS-Secure | 055 | TCPIP_DLMS | GSM | Feeder | 4840 | 209 | RAJURI | 018003 | 220KV BABHALESHWAR
X0363010 | DLMS-Secure | 055 | TCPIP_DLMS | GSM | Feeder | 4841 | 209 | 11KV WATER SUPPLY FEEDER | 014134 | 33 /11 KV Deolali Sub-Station
14089070 | LnT | 053 | TCPIP_LnT_9600 | GSM | Feeder | 4841 | 201 | 11 KV Chinchvihire AG | 014223 | 33/11 KV KANGAR SUBSTATION
XB452201 | DLMS-Secure | 055 | TCPIP_DLMS | GSM | Feeder | 4841 | 206 | PRAWARA GREEN EXPRESS | 014005 | 33/11 KV Kolhar Sub-Station
14030466 | LnT | 053 | TCPIP_LnT_9600 | GSM | Feeder | 4841 | 205 | 11 KV MAHADUK CENTRE GAONTHAN | 014004 | 33/11 KV Pathare Sub-Station
13043088 | LnT | 053 | TCPIP_LnT_9600 | GSM | Feeder | 4841 | 207 | 11 KV GANAGAPUR-AMBI (GAVATHAN) | 014005 | 33/11 KV Kolhar Sub-Station
12484604 | LnT | 053 | TCPIP_LnT_9600 | GSM | Feeder | 4841 | 203 | 11 KV TAKALIMIYA GAVATHAN | 014144 | 33 / 11 KV Talkalimiya
14089130 | LnT | 053 | TCPIP_LnT_9600 | GSM | Feeder | 4841 | 202 | 11 KV Kangar Gaothan | 014223 | 33/11 KV KANGAR SUBSTATION
12484520 | LnT | 053 | TCPIP_LnT_9600 | GSM | Feeder | 4841 | 207 | 11 KV MANORI (GAVATHAN) | 014140 | 33 / 11 KV Aradgaon
13043095 | LnT | 053 | TCPIP_LnT_9600 | GSM | Feeder | 4841 | 201 | 11 KV AMBI | 014142 | 33/11 KV Ambi Sub-Station
13043124 | LnT | 053 | TCPIP_LnT_9600 | GSM | Feeder | 4841 | 202 | 11 KV GANESHWADI | 014142 | 33/11 KV Ambi Sub-Station
13043122 | LnT | 053 | TCPIP_LnT_9600 | GSM | Feeder | 4841 | 203 | 11 KV WAKANPHATA | 014142 | 33/11 KV Ambi Sub-Station
14017506 | LnT | 053 | TCPIP_LnT_9600 | GSM | Feeder | 4841 | 205 | 11 KV WAGHACHA AKHADA | 014144 | 33 / 11 KV Talkalimiya
13043086 | LnT | 053 | TCPIP_LnT_9600 | GSM | Feeder | 4841 | 204 | 11 KV GANGAPUR AG | 014005 | 33/11 KV Kolhar Sub-Station
13043083 | LnT | 053 | TCPIP_LnT_9600 | GSM | Feeder | 4841 | 204 | 11 KV JATAP AG | 014144 | 33 / 11 KV Talkalimiya
12484382 | LnT | 053 | TCPIP_LnT_9600 | GSM | Feeder | 4841 | 202 | 11 KV MANORI (AG) | 014140 | 33 / 11 KV Aradgaon
12484534 | LnT | 053 | TCPIP_LnT_9600 | GSM | Feeder | 4841 | 201 | 11 KV Talkalimiya | 014144 | 33 / 11 KV Talkalimiya
12484633 | LnT | 053 | TCPIP_LnT_9600 | GSM | Feeder | 4841 | 202 | 11 KV SONGAON | 014005 | 33/11 KV Kolhar Sub-Station
12484319 | LnT | 053 | TCPIP_LnT_9600 | GSM | Feeder | 4841 | 204 | 11 KV ARADGAON (AG) | 014140 | 33 / 11 KV Aradgaon
17272033 | DLMS-LnT | 053 | TCPIP_DLMS | GSM | Feeder | 4841 | 209 | S.K.PAPER | 014005 | 33/11 KV Kolhar Sub-Station
13043073 | LnT | 053 | TCPIP_LnT_9600 | GSM | Feeder | 4841 | 208 | 11 KV CHANDKAPUR (AG) | 014140 | 33 / 11 KV Aradgaon
12484555 | LnT | 053 | TCPIP_LnT_9600 | GSM | Feeder | 4841 | 206 | 11 KV ARADGAON(GAVATHAN) | 014140 | 33 / 11 KV Aradgaon
14017417 | LnT | 053 | TCPIP_LnT_9600 | GSM | Feeder | 4841 | 205 | 11 KV KOLHAR (U) | 014005 | 33/11 KV Kolhar Sub-Station
12484346 | LnT | 053 | TCPIP_LnT_9600 | GSM | Feeder | 4841 | 201 | 11 KV KENDAL (AG) | 014140 | 33 / 11 KV Aradgaon
13043051 | LnT | 053 | TCPIP_LnT_9600 | GSM | Feeder | 4841 | 201 | 11 KV AMBI AG | 014005 | 33/11 KV Kolhar Sub-Station
14017568 | LnT | 053 | TCPIP_LnT_9600 | GSM | Feeder | 4841 | 211 | 11 KV MANDVE FEEDER | 014005 | 33/11 KV Kolhar Sub-Station
14017378 | LnT | 053 | TCPIP_LnT_9600 | GSM | Feeder | 4841 | 210 | 11 KV TAMBHERE FEEDER | 014005 | 33/11 KV Kolhar Sub-Station
12484524 | LnT | 053 | TCPIP_LnT_9600 | GSM | Feeder | 4841 | 203 | 11 KV GANPATWADI | 014140 | 33 / 11 KV Aradgaon
X0401964 | DLMS-Secure | 055 | TCPIP_DLMS | GSM | Feeder | 4841 | 203 | 11 KV Guha AG | 014134 | 33 /11 KV Deolali Sub-Station
X0400201 | DLMS-Secure | 055 | TCPIP_DLMS | GSM | Feeder | 4841 | 205 | 11 K. V. MUSALWADI (AG) | 014140 | 33 / 11 KV Aradgaon
17271828 | DLMS-LnT | 053 | TCPIP_DLMS | GSM | Feeder | 4841 | 208 | 11 KV DARADGAON AG | 014004 | 33/11 KV Pathare Sub-Station
17271831 | DLMS-LnT | 053 | TCPIP_DLMS | GSM | Feeder | 4841 | 201 | 11 KV MUSALWADI | 014004 | 33/11 KV Pathare Sub-Station
17271829 | DLMS-LnT | 053 | TCPIP_DLMS | GSM | Feeder | 4841 | 202 | 11 KV MANJARI AG | 014004 | 33/11 KV Pathare Sub-Station
17271830 | DLMS-LnT | 053 | TCPIP_DLMS | GSM | Feeder | 4841 | 206 | 11 KV MANJARI GAONTHAN | 014004 | 33/11 KV Pathare Sub-Station
17272035 | DLMS-LnT | 053 | TCPIP_DLMS | GSM | Feeder | 4841 | 206 | KARAJGAON GFSS | 014142 | 33/11 KV Ambi Sub-Station
17271832 | DLMS-LnT | 053 | TCPIP_DLMS | GSM | Feeder | 4841 | 202 | 11 KV LAKH | 014144 | 33 / 11 KV Talkalimiya
X0400855 | DLMS-Secure | 055 | TCPIP_DLMS | GSM | Feeder | 4841 | 201 | 11 KV Papermill Feeder | 014134 | 33 /11 KV Deolali Sub-Station
X0400858 | DLMS-Secure | 055 | TCPIP_DLMS | GSM | Feeder | 4841 | 206 | 11 KV DEOLALI-PRAVARA (G) | 014134 | 33 /11 KV Deolali Sub-Station
X0401224 | DLMS-Secure | 055 | TCPIP_DLMS | GSM | Feeder | 4841 | 204 | 11 KV Deolali | 014134 | 33 /11 KV Deolali Sub-Station
X0401227 | DLMS-Secure | 055 | TCPIP_DLMS | GSM | Feeder | 4841 | 202 | 11 KV Morwadi | 014134 | 33 /11 KV Deolali Sub-Station
X0401190 | DLMS-Secure | 055 | TCPIP_DLMS | GSM | Feeder | 4841 | 207 | 11 KV RAHURY FACTORY (G) | 014134 | 33 /11 KV Deolali Sub-Station
X0401229 | DLMS-Secure | 055 | TCPIP_DLMS | GSM | Feeder | 4841 | 208 | 11 KV AMBIKA(DEOLALI BANGALA) | 014134 | 33 /11 KV Deolali Sub-Station
X1094561 | DLMS-Secure | 055 | TCPIP_DLMS | GSM | Feeder | 4841 | 209 | 11 KV KENDAL (GAVATHAN) | 014140 | 33 / 11 KV Aradgaon
X1960273 | DLMS-Secure | 055 | TCPIP_LnT_9600 | GSM | Feeder | 4841 | 204 | 11 KV MALUNJA AG | 014004 | 33/11 KV Pathare Sub-Station
X2141667 | DLMS-Secure | 055 | TCPIP_DLMS | GSM | Feeder | 4841 | 203 | 11 KV VANJALPOI GAOTHAN FEEDER | 014346 | 33/11 KV, 1X5 MVA, NEW WANJALPOI SUBSTATION.
X2141680 | DLMS-Secure | 055 | TCPIP_DLMS | GSM | Feeder | 4841 | 202 | 11 KV CHANDRAGIRI AG FEEDER | 014346 | 33/11 KV, 1X5 MVA, NEW WANJALPOI SUBSTATION.
X2141669 | DLMS-Secure | 055 | TCPIP_DLMS | GSM | Feeder | 4841 | 201 | 11 KV SARANGDHARBABA AG FEEDER | 014346 | 33/11 KV, 1X5 MVA, NEW WANJALPOI SUBSTATION.
X2141759 | DLMS-Secure | 055 | TCPIP_DLMS | GSM | Feeder | 4841 | 202 | 11 KV CHIKALTHAN AG | 014351 | 33/11 KV CHIKALTHAN
X2141720 | DLMS-Secure | 055 | TCPIP_DLMS | GSM | Feeder | 4841 | 201 | 11 KV SHERI TAS AG | 014351 | 33/11 KV CHIKALTHAN
X1841521 | DLMS-Secure | 055 | TCPIP_DLMS | GSM | Feeder | 4841 | 210 | 11 KV VALAN AG | 014140 | 33 / 11 KV Aradgaon
X1841517 | DLMS-Secure | 055 | TCPIP_DLMS | GSM | Feeder | 4841 | 212 | 11 KV SHILEGAON AG | 014140 | 33 / 11 KV Aradgaon
X1841526 | DLMS-Secure | 055 | TCPIP_DLMS | GSM | Feeder | 4841 | 211 | 11 KV MULAI AG | 014140 | 33 / 11 KV Aradgaon
MSP59811 | DLMS-Secure | 055 | TCPIP_DLMS | GSM | Feeder | 4841 | 207 | 11 KV AMALNER AG | 014142 | 33/11 KV Ambi Sub-Station
X1996239 | DLMS-Secure | 055 | TCPIP_DLMS | GSM | Feeder | 4841 | 206 | 11 KV GADAKHWADI | 014136 | 33 /11 KV Tharabad
X2004673 | DLMS-Secure | 055 | TCPIP_DLMS | GSM | Feeder | 4841 | 204 | 11 KV KANKAVATI AG | 014223 | 33/11 KV KANGAR SUBSTATION
X0444700 | DLMS-Secure | 055 | TCPIP_DLMS | GSM | Feeder | 4841 | 205 | 11 KV GANEGAON AG | 014223 | 33/11 KV KANGAR SUBSTATION
X0853610 | DLMS-Secure | 055 | TCPIP_DLMS | GSM | Feeder | 4841 | 204 | 11 KV KARANJGAON AG | 014142 | 33/11 KV Ambi Sub-Station
X0494515 | DLMS-Secure | 055 | TCPIP_DLMS | GSM | Feeder | 4841 | 205 | 11KV KOLEWADI AG | 014136 | 33 /11 KV Tharabad
X2141724 | DLMS-Secure | 055 | TCPIP_DLMS | GSM | Feeder | 4841 | 203 | 11 KV MHAISGAON GFSS | 014351 | 33/11 KV CHIKALTHAN
12484580 | LnT | 053 | TCPIP_DLMS | GSM | Feeder | 4841 | 203 | 11 KV RAMPUR | 014005 | 33/11 KV Kolhar Sub-Station
12023286 | LnT | 053 | TCPIP_LnT_9600 | GSM | Feeder | 4841 | 208 | 11 KV RAMPUR-SONGAON(GAVATHAN) | 014005 | 33/11 KV Kolhar Sub-Station
14030502 | LnT | 053 | TCPIP_LnT_9600 | GSM | Feeder | 4841 | 203 | 11 KV TILAPUR AG | 014004 | 33/11 KV Pathare Sub-Station
X1094751 | DLMS-Secure | 055 | TCPIP_DLMS | GSM | Feeder | 4842 | 207 | MAULI AGRO | 014138 | 33/11KV BRAMHANI
13045323 | LnT | 053 | TCPIP_LnT_9600 | GSM | Feeder | 4842 | 205 | GUNJALE GFSS | 014133 | 33/11 KV Vambori S/S
13062879 | LnT | 053 | TCPIP_LnT_9600 | GSM | Feeder | 4842 | 207 | MOREWADI AG | 014133 | 33/11 KV Vambori S/S
13062981 | LnT | 053 | TCPIP_LnT_9600 | GSM | Feeder | 4842 | 206 | KUKKADVEDHE GFSS | 014133 | 33/11 KV Vambori S/S
07430690 | LnT | 053 | TCPIP_LNT | GSM | Feeder | 4842 | 205 | RAHURI TOWN-1 | 017002 | 132/33/11 KV RAHURI
08189962 | LnT | 053 | TCPIP_LNT | GSM | Feeder | 4842 | 206 | RAHURI TOWN-2 | 017002 | 132/33/11 KV RAHURI
13045341 | LnT | 053 | TCPIP_LnT_9600 | GSM | Feeder | 4842 | 205 | BRAMHANI GFSS | 014138 | 33/11KV BRAMHANI
13043120 | LnT | 053 | TCPIP_LnT_9600 | GSM | Feeder | 4842 | 204 | CHINCHALE GFSS | 014141 | 33/11KV BARAGAON NANDUR
08189961 | LnT | 053 | TCPIP_LNT | GSM | Feeder | 4842 | 209 | VARVANDI | 017002 | 132/33/11 KV RAHURI
13045354 | LnT | 053 | TCPIP_LnT_9600 | GSM | Feeder | 4842 | 201 | BABHULGAON | 014143 | BABHULGAON
14017464 | LnT | 053 | TCPIP_LnT_9600 | GSM | Feeder | 4842 | 203 | 19 GAO EXPRESS | 014141 | 33/11KV BARAGAON NANDUR
07430774 | LnT | 053 | TCPIP_LNT | GSM | Feeder | 4842 | 203 | PIMPARI AWGHAD | 017002 | 132/33/11 KV RAHURI
07430692 | LnT | 053 | TCPIP_LNT | GSM | Feeder | 4842 | 202 | RAILWAY S/TN | 017002 | 132/33/11 KV RAHURI
13045335 | LnT | 053 | TCPIP_LnT_9600 | GSM | Feeder | 4842 | 201 | MOKALOHAL | 014138 | 33/11KV BRAMHANI
13045356 | LnT | 053 | TCPIP_LnT_9600 | GSM | Feeder | 4842 | 203 | 11 KV KUKKADVEDHE | 014133 | 33/11 KV Vambori S/S
13045315 | LnT | 053 | TCPIP_LnT_9600 | GSM | Feeder | 4842 | 203 | BRAMHANI | 014138 | 33/11KV BRAMHANI
13045134 | LnT | 053 | TCPIP_LnT_9600 | GSM | Feeder | 4842 | 202 | KSB EXPRESS | 014133 | 33/11 KV Vambori S/S
13045298 | LnT | 053 | TCPIP_LnT_9600 | GSM | Feeder | 4842 | 202 | UMBRE | 014138 | 33/11KV BRAMHANI
14017458 | LnT | 053 | TCPIP_LnT_9600 | GSM | Feeder | 4842 | 201 | 11 KV KHADAMBA | 014133 | 33/11 KV Vambori S/S
13045355 | LnT | 053 | TCPIP_LnT_9600 | GSM | Feeder | 4842 | 203 | KHADAKWADI GFSS | 014143 | BABHULGAON
13063034 | LnT | 053 | TCPIP_LnT_9600 | GSM | Feeder | 4842 | 202 | VARVANDI | 014143 | BABHULGAON
14033792 | LnT | 053 | TCPIP_LnT_9600 | GSM | Feeder | 4842 | 205 | GAOTHAN GFSS | 014143 | BABHULGAON
XB420109 | DLMS-Secure | 055 | TCPIP_DLMS | GSM | Feeder | 4842 | 206 | 11 KV HANUMANWADI AG | 014141 | 33/11KV BARAGAON NANDUR
XB420124 | DLMS-Secure | 055 | TCPIP_DLMS | GSM | Feeder | 4842 | 205 | NANDUR GFSS | 014141 | 33/11KV BARAGAON NANDUR
14033854 | LnT | 053 | TCPIP_LnT_9600 | GSM | Feeder | 4842 | 204 | 11 KV GORAKSHANATH LIS STAGE -I | 014143 | BABHULGAON
17270681 | DLMS-LnT | 053 | TCPIP_DLMS | GSM | Feeder | 4842 | 208 | Nandur | 017002 | 132/33/11 KV RAHURI
17270682 | DLMS-LnT | 053 | TCPIP_DLMS | GSM | Feeder | 4842 | 201 | MULA DAM | 017002 | 132/33/11 KV RAHURI
17270680 | DLMS-LnT | 053 | TCPIP_DLMS | GSM | Feeder | 4842 | 207 | MALHARWADI | 017002 | 132/33/11 KV RAHURI
13043079 | LnT | 053 | TCPIP_LnT_9600 | GSM | Feeder | 4842 | 201 | JAMBHALI | 014141 | 33/11KV BARAGAON NANDUR
X1841516 | DLMS-Secure | 055 | TCPIP_DLMS | GSM | Feeder | 4842 | 206 | 11 KV MULA DAM GFSS | 014143 | BABHULGAON
X1841534 | DLMS-Secure | 055 | TCPIP_DLMS | GSM | Feeder | 4842 | 208 | 11 KV MUKTA LIFT AG FEEDER | 014143 | BABHULGAON
X1841520 | DLMS-Secure | 055 | TCPIP_DLMS | GSM | Feeder | 4842 | 209 | 11 KV NDDB DAIRY | 014143 | BABHULGAON
X1457866 | DLMS-Secure | 055 | TCPIP_DLMS | GSM | Feeder | 4842 | 208 | Katrad Ag | 014133 | 33/11 KV Vambori S/S
XD413269 | DLMS-Secure | 055 | TCPIP_DLMS | GSM | Feeder | 4842 | 204 | 11 KV KONDHWAD AG | 014207 | 33/11 KV RAHURI KD
X1603069 | DLMS-Secure | 055 | TCPIP_DLMS | GSM | Feeder | 4842 | 207 | 11 KV FEEDER | 014143 | BABHULGAON
X1957552 | DLMS-Secure | 055 | TCPIP_DLMS | GSM | Feeder | 4842 | 202 | KURANWADI | 014141 | 33/11KV BARAGAON NANDUR
X1094330 | DLMS-Secure | 055 | TCPIP_DLMS | GSM | Feeder | 4842 | 209 | 11 KV GORAKSHANATH LIS SATGE -II | 014133 | 33/11 KV Vambori S/S
X1901194 | DLMS-Secure | 055 | TCPIP_DLMS | GSM | Feeder | 4842 | 201 | VAVRATH AG | 014342 | 33/11 KV JAMBHALI SUBSTATION
X1901212 | DLMS-Secure | 055 | TCPIP_DLMS | GSM | Feeder | 4842 | 202 | JAMBHULBAN AG | 014342 | 33/11 KV JAMBHALI SUBSTATION
X1901204 | DLMS-Secure | 055 | TCPIP_DLMS | GSM | Feeder | 4842 | 203 | JAMBHALI GFSS | 014342 | 33/11 KV JAMBHALI SUBSTATION
X1714619 | DLMS-Secure | 055 | TCPIP_DLMS | GSM | Feeder | 4842 | 201 | 11 KV DHAMORI AG | 014341 | 33/11 KV KHADAMBE SUBSTATION
X1714610 | DLMS-Secure | 055 | TCPIP_DLMS | GSM | Feeder | 4842 | 202 | 11 KV VAMBORI PHATA AG | 014341 | 33/11 KV KHADAMBE SUBSTATION
X1714613 | DLMS-Secure | 055 | TCPIP_DLMS | GSM | Feeder | 4842 | 203 | 11 KV KHADAMBA GAOTHAN | 014341 | 33/11 KV KHADAMBE SUBSTATION
05161947 | DLMS-HPL | 076 | TCPIP_DLMS | GSM | Feeder | 4842 | 204 | 11 KV GUNJALE | 014133 | 33/11 KV Vambori S/S
X1082915 | DLMS-Secure | 055 | TCPIP_DLMS | GSM | Feeder | 4842 | 204 | CHEDGAON | 014138 | 33/11KV BRAMHANI
X1431449 | DLMS-Secure | 055 | TCPIP_DLMS | GSM | Feeder | 4842 | 210 | 11KV SATAYMATA | 014138 | 33/11KV BRAMHANI
X1457878 | DLMS-Secure | 055 | TCPIP_DLMS | GSM | Feeder | 4842 | 210 | 11 KV SHIGVE ROAD AG | 014133 | 33/11 KV Vambori S/S
X1304700 | DLMS-Secure | 055 | TCPIP_DLMS | GSM | Feeder | 4842 | 206 | 11KV RAHURI NAGARPALIKA FEEDER | 014207 | 33/11 KV RAHURI KD
X1304683 | DLMS-Secure | 055 | TCPIP_DLMS | GSM | Feeder | 4842 | 205 | 11 KV WARALE WASTI | 014207 | 33/11 KV RAHURI KD
X1284469 | DLMS-Secure | 055 | TCPIP_DLMS | GSM | Feeder | 4842 | 203 | 11 KV YEWALE AKHADA | 014207 | 33/11 KV RAHURI KD
XD413271 | DLMS-Secure | 055 | TCPIP_DLMS | GSM | Feeder | 4842 | 201 | 11 KV GANPATI CHARI | 014207 | 33/11 KV RAHURI KD
XE489817 | DLMS-Secure | 055 | TCPIP_DLMS | GSM | Feeder | 4842 | 208 | 11 KV BHAGADA CHARI EXPRESS | 014141 | 33/11KV BARAGAON NANDUR
XD413273 | DLMS-Secure | 055 | TCPIP_DLMS | GSM | Feeder | 4842 | 202 | 11 KV TANPUREWADI | 014207 | 33/11 KV RAHURI KD
XB427091 | DLMS-Secure | 055 | TCPIP_DLMS | GSM | Feeder | 4842 | 401 | KAMDAR HYDRO PROJECT | 014141 | 33/11KV BARAGAON NANDUR
15003537 | LnT | 053 | TCPIP_LnT_9600 | GSM | Feeder | 4842 | 210 | MIDC EXPRESS | 017002 | 132/33/11 KV RAHURI
13190263 | LnT | 053 | TCPIP_LnT_9600 | GSM | Feeder | 4842 | 401 | KSB | 014133 | 33/11 KV Vambori S/S
13045363 | LnT | 053 | TCPIP_LnT_9600 | GSM | Feeder | 4842 | 206 | MOKALOHAL GFSS | 014138 | 33/11KV BRAMHANI
08189948 | LnT | 053 | TCPIP_LNT | GSM | Feeder | 4842 | 204 | JOGESHWARI | 017002 | 132/33/11 KV RAHURI
14030482 | LnT | 053 | TCPIP_LnT_9600 | GSM | Feeder | 4839 | 203 | INDUSTRIAL | 014125 | MIDC SUBSTATION
X0494633 | DLMS-Secure | 055 | TCPIP_DLMS | GSM | Feeder | 4839 | 201 | 11 KV INDUSTRIAL ESTATE | 014206 | 33/11 KV SHIRASGAON
00382581 | DLMS-HPL | 076 | TCPIP_DLMS | GSM | Feeder | 4839 | 207 | 11 KV KHANAPUR AG | 014127 | 33/11 kV HAREGAON
13045348 | LnT | 053 | TCPIP_LnT_9600 | GSM | Feeder | 4839 | 207 | 11 KV CHHATRAPATI SHIVAJI RAOD FEEDER | 014125 | MIDC SUBSTATION
X0402770 | DLMS-Secure | 055 | TCPIP_DLMS | GSM | Feeder | 4839 | 206 | 11 KV GANGAGIRI GINNING EXPRESS | 014127 | 33/11 kV HAREGAON
14017409 | LnT | 053 | TCPIP_LnT_9600 | GSM | Feeder | 4839 | 208 | BHAIRAVNATH NAGAR | 014001 | 33/11 kv sutgirani
13062960 | LnT | 053 | TCPIP_LnT_9600 | GSM | Feeder | 4839 | 204 | GONDEGAON GAOTHAN | 014128 | 33/11 KV NAIGAON
14017514 | LnT | 053 | TCPIP_LnT_9600 | GSM | Feeder | 4839 | 204 | NEW TOWN | 014125 | MIDC SUBSTATION
13045293 | LnT | 053 | TCPIP_LnT_9600 | GSM | Feeder | 4839 | 205 | 11 KV RAMPUR GAOTHAN | 014128 | 33/11 KV NAIGAON
13043103 | LnT | 053 | TCPIP_LnT_9600 | GSM | Feeder | 4839 | 207 | GUJARWADI GAVTHAN | 014126 | 33/11 KV TAKALIBHAN
13045336 | LnT | 053 | TCPIP_LnT_9600 | GSM | Feeder | 4839 | 206 | GHOGARGAON GAVTHAN | 014126 | 33/11 KV TAKALIBHAN
13045322 | LnT | 053 | TCPIP_LnT_9600 | GSM | Feeder | 4839 | 201 | MATULTHAN AG | 014128 | 33/11 KV NAIGAON
13043094 | LnT | 053 | TCPIP_LnT_9600 | GSM | Feeder | 4839 | 202 | PUNATGAON AG | 014126 | 33/11 KV TAKALIBHAN
13043098 | LnT | 053 | TCPIP_LnT_9600 | GSM | Feeder | 4839 | 204 | 11 KV WANGI AG | 014126 | 33/11 KV TAKALIBHAN
03015865 | Genus | 065 | TCPIP_Genus | GSM | Feeder | 4839 | 201 | VADALA AG | 014001 | 33/11 kv sutgirani
00380222 | DLMS-HPL | 076 | TCPIP_DLMS | GSM | Feeder | 4839 | 209 | 11 KV UKKALGAON AG | 014002 | 33/11 BELAPUR SUB STATION
17271895 | DLMS-LnT | 053 | TCPIP_DLMS | GSM | Feeder | 4839 | 207 | 11 KV UKKALGAON GAO | 014002 | 33/11 BELAPUR SUB STATION
17271694 | DLMS-LnT | 053 | TCPIP_DLMS | GSM | Feeder | 4839 | 207 | KHOKAR AG | 014003 | 33/11 KV BHOKAR
17272005 | DLMS-LnT | 053 | TCPIP_DLMS | GSM | Feeder | 4839 | 206 | 11 KV WALADGAON GAO | 014002 | 33/11 BELAPUR SUB STATION
X0402865 | DLMS-Secure | 055 | TCPIP_DLMS | GSM | Feeder | 4839 | 201 | 11 KV MATAPUR AG | 014129 | MATAPUR
X0402768 | DLMS-Secure | 055 | TCPIP_DLMS | GSM | Feeder | 4839 | 205 | MALEWADI GAOTHAN | 014127 | 33/11 kV HAREGAON
X0402863 | DLMS-Secure | 055 | TCPIP_DLMS | GSM | Feeder | 4839 | 202 | 11 KV BHERDAPUR AG | 014129 | MATAPUR
X0402864 | DLMS-Secure | 055 | TCPIP_DLMS | GSM | Feeder | 4839 | 203 | 11 KV LADGAON AG | 014129 | MATAPUR
X0402769 | DLMS-Secure | 055 | TCPIP_DLMS | GSM | Feeder | 4839 | 201 | MALWADGAON AG | 014127 | 33/11 kV HAREGAON
X0401945 | DLMS-Secure | 055 | TCPIP_DLMS | GSM | Feeder | 4839 | 202 | GONDEGAON AG | 014001 | 33/11 kv sutgirani
X0400260 | DLMS-Secure | 055 | TCPIP_DLMS | GSM | Feeder | 4839 | 206 | WATER WORKS | 014001 | 33/11 kv sutgirani
17271846 | DLMS-LnT | 053 | TCPIP_DLMS | GSM | Feeder | 4839 | 202 | UNDIRGAON AG | 014127 | 33/11 kV HAREGAON
17271845 | DLMS-LnT | 053 | TCPIP_DLMS | GSM | Feeder | 4839 | 203 | TEXTILE AG | 014127 | 33/11 kV HAREGAON
X0401946 | DLMS-Secure | 055 | TCPIP_DLMS | GSM | Feeder | 4839 | 207 | 11 KV EXPRESS | 014001 | 33/11 kv sutgirani
MSP59808 | Secure | 055 | TCPIP_DLMS | GSM | Feeder | 4839 | 207 | GODAWARI AG | 014128 | 33/11 KV NAIGAON
17271693 | DLMS-LnT | 053 | TCPIP_DLMS | GSM | Feeder | 4839 | 202 | 11 KV EAINTPUR AG | 014002 | 33/11 BELAPUR SUB STATION
17271696 | DLMS-LnT | 053 | TCPIP_DLMS | GSM | Feeder | 4839 | 208 | KAREGAON AG | 014003 | 33/11 KV BHOKAR
17271695 | DLMS-LnT | 053 | TCPIP_DLMS | GSM | Feeder | 4839 | 206 | VADALA AG | 014003 | 33/11 KV BHOKAR
17272004 | DLMS-LnT | 053 | TCPIP_DLMS | GSM | Feeder | 4839 | 208 | 11 KV PADHEGAON GAO | 014002 | 33/11 BELAPUR SUB STATION
17271872 | DLMS-LnT | 053 | TCPIP_DLMS | GSM | Feeder | 4839 | 204 | 11 KV MALUNJA AG | 014002 | 33/11 BELAPUR SUB STATION
MSP59800 | Secure | 055 | TCPIP_Secure | GSM | Feeder | 4839 | 208 | 11 NEW NAUR AG | 014128 | 33/11 KV NAIGAON
X1841527 | DLMS-Secure | 055 | TCPIP_DLMS | GSM | Feeder | 4839 | 210 | 11 KV 20 CHARI FEEDER | 014128 | 33/11 KV NAIGAON
X1841532 | DLMS-Secure | 055 | TCPIP_DLMS | GSM | Feeder | 4839 | 211 | 11 KV NAIGAON AG FEEDER | 014128 | 33/11 KV NAIGAON
X1943602 | DLMS-Secure | 055 | TCPIP_DLMS | GSM | Feeder | 4839 | 204 | 11 KV SARTH INDUSTRIES FEEDER | 014206 | 33/11 KV SHIRASGAON
X1959603 | DLMS-Secure | 055 | TCPIP_DLMS | GSM | Feeder | 4839 | 210 | VADJAI AG | 014003 | 33/11 KV BHOKAR
X1959572 | DLMS-Secure | 055 | TCPIP_DLMS | GSM | Feeder | 4839 | 201 | BHOKAR AG | 014003 | 33/11 KV BHOKAR
X1959574 | DLMS-Secure | 055 | TCPIP_DLMS | GSM | Feeder | 4839 | 204 | GHUMANDEV GAOTHAN | 014003 | 33/11 KV BHOKAR
X1959302 | DLMS-Secure | 055 | TCPIP_DLMS | GSM | Feeder | 4839 | 202 | KAMALPUR AG | 014003 | 33/11 KV BHOKAR
X1959601 | DLMS-Secure | 055 | TCPIP_DLMS | GSM | Feeder | 4839 | 205 | 11KV LAXMIMATA EXPRESS FEEDER | 014003 | 33/11 KV BHOKAR
05161818 | DLMS-HPL | 076 | TCPIP_DLMS | GSM | Feeder | 4839 | 205 | 11 KV BELAPUR TOWN | 014002 | 33/11 BELAPUR SUB STATION
05161819 | DLMS-HPL | 076 | TCPIP_DLMS | GSM | Feeder | 4839 | 201 | 11 KV KESAPUR AG | 014002 | 33/11 BELAPUR SUB STATION
05162083 | DLMS-HPL | 076 | TCPIP_DLMS | GSM | Feeder | 4839 | 203 | 11 KV MALWADGAON (KHANAPUR) AG | 014003 | 33/11 KV BHOKAR
X2124790 | DLMS-Secure | 055 | TCPIP_DLMS | GSM | Feeder | 4839 | 201 | 11 KV JAINPUR GAOTHAN | 014350 | 33/11 KV GHOGARGAON SUBSTATION
04577573 | DLMS-Genus | 065 | TCPIP_DLMS | GSM | Feeder | 4839 | 204 | 11 KV DIGHI GAOTHAN | 014001 | 33/11 kv sutgirani
05162084 | DLMS-HPL | 076 | TCPIP_DLMS | GSM | Feeder | 4839 | 209 | WADALA GAOTHAN | 014003 | 33/11 KV BHOKAR
X2103689 | DLMS-Secure | 055 | TCPIP_DLMS | GSM | Feeder | 4839 | 202 | 11 KV GODAGHAT AG | 014350 | 33/11 KV GHOGARGAON SUBSTATION
X2124802 | DLMS-Secure | 055 | TCPIP_DLMS | GSM | Feeder | 4839 | 203 | 11 KV MAULI AG | 014350 | 33/11 KV GHOGARGAON SUBSTATION
05161820 | DLMS-HPL | 076 | TCPIP_DLMS | GSM | Feeder | 4839 | 211 | 11 KV VALDAGAON AG | 014002 | 33/11 BELAPUR SUB STATION
05161813 | DLMS-HPL | 076 | TCPIP_DLMS | GSM | Feeder | 4839 | 203 | 11 KV CHANDEGAON AG | 014002 | 33/11 BELAPUR SUB STATION
X1554248 | DLMS-Secure | 055 | TCPIP_DLMS | GSM | Feeder | 4839 | 209 | 11 KV NEW MHASOBA AG | 014128 | 33/11 KV NAIGAON
05037149 | DLMS-HPL | 076 | TCPIP_DLMS | GSM | Feeder | 4839 | 211 | 11 KV GORAKSHNATH GAOTHAN | 014003 | 33/11 KV BHOKAR
08025527 | DLMS-Genus | 065 | TCPIP_DLMS | GSM | Feeder | 4839 | 205 | 11KV SUBHEDAR WASTI | 014001 | 33/11 kv sutgirani
08024002 | DLMS-Genus | 065 | TCPIP_DLMS | GSM | Feeder | 4839 | 203 | 11 KV MORGE VASTI | 014001 | 33/11 kv sutgirani
X0494602 | DLMS-Secure | 055 | TCPIP_DLMS | GSM | Feeder | 4839 | 202 | 11 KV KHABADI | 014206 | 33/11 KV SHIRASGAON
X0494631 | DLMS-Secure | 055 | TCPIP_DLMS | GSM | Feeder | 4839 | 203 | 11 KV SIDHHARTH NAGAR | 014206 | 33/11 KV SHIRASGAON
X0402867 | DLMS-Secure | 055 | TCPIP_DLMS | GSM | Feeder | 4839 | 204 | 11 KV KAREGAON AG | 014129 | MATAPUR
X0402866 | DLMS-Secure | 055 | TCPIP_Secure | GSM | Feeder | 4839 | 205 | 11KV MATAPUR GAOTHAN | 014129 | MATAPUR
X0401966 | DLMS-Secure | 055 | TCPIP_DLMS | GSM | Feeder | 4839 | 205 | Prabhat | 014125 | MIDC SUBSTATION
13078267 | LnT | 053 | TCPIP_LnT_9600 | GSM | Feeder | 4839 | 202 | 11 KV WAKADI | 014125 | MIDC SUBSTATION
00467056 | DLMS-HPL | 076 | TCPIP_DLMS | GSM | Feeder | 4839 | 208 | 11 KV KHIRDI AG | 014126 | 33/11 KV TAKALIBHAN
05162085 | DLMS-HPL | 076 | TCPIP_DLMS | GSM | Feeder | 4839 | 204 | 11 KV HAREGAON GAOTHAN | 014127 | 33/11 kV HAREGAON
13045350 | LnT | 053 | TCPIP_LnT_9600 | GSM | Feeder | 4839 | 206 | RAMDEV FEEDER | 014125 | MIDC SUBSTATION
05161816 | DLMS-HPL | 076 | TCPIP_DLMS | GSM | Feeder | 4839 | 210 | 11 KV RAMGAD AG | 014002 | 33/11 BELAPUR SUB STATION
13045333 | LnT | 053 | TCPIP_LnT_9600 | GSM | Feeder | 4839 | 201 | 11 Kv MIDC feeder | 014125 | MIDC SUBSTATION
13045120 | LnT | 053 | TCPIP_LnT_9600 | GSM | Feeder | 4839 | 205 | 11 KV GANESHKHIND AG | 014126 | 33/11 KV TAKALIBHAN
13043126 | LnT | 053 | TCPIP_LnT_9600 | GSM | Feeder | 4839 | 203 | PACHEGAON AG | 014126 | 33/11 KV TAKALIBHAN
14089089 | LnT | 053 | TCPIP_LnT_9600 | GSM | Feeder | 4839 | 207 | Padhegaon Railway | 014129 | MATAPUR
12484532 | LnT | 053 | TCPIP_LnT_9600 | GSM | Feeder | 4839 | 202 | 11 KV JAFFRABAD AG | 014128 | 33/11 KV NAIGAON
12484318 | LnT | 053 | TCPIP_LnT_9600 | GSM | Feeder | 4839 | 203 | 11KV KHAIRI AG | 014128 | 33/11 KV NAIGAON
12484522 | LnT | 053 | TCPIP_LnT_9600 | GSM | Feeder | 4839 | 206 | 11 KV BHERDAPUR GAOTHAN | 014129 | MATAPUR
13043093 | LnT | 053 | TCPIP_LnT_9600 | GSM | Feeder | 4839 | 206 | 11 KV NIMGAON GAOTHAN | 014128 | 33/11 KV NAIGAON
13043085 | LnT | 053 | TCPIP_LnT_9600 | GSM | Feeder | 4839 | 209 | JAINPUR AG | 014126 | 33/11 KV TAKALIBHAN
13043104 | LnT | 053 | TCPIP_LnT_9600 | GSM | Feeder | 4839 | 201 | TAKALIBHAN AG | 014126 | 33/11 KV TAKALIBHAN
X1251861 | DLMS-Secure | 055 | TCPIP_DLMS | GSM | Feeder | 6416 | 203 | 11 KV SAVAKI GAOTHAN | 184277 | 33/11kv Khamkheda Substation
00567696 | DLMS-HPL | 076 | TCPIP_DLMS | GSM | Feeder | 6416 | 201 | 11 KV KHAMKHEDA NEW | 184277 | 33/11kv Khamkheda Substation
08024163 | DLMS-Genus | 065 | TCPIP_Secure | GSM | Feeder | 6416 | 204 | RAJDHEER WINES PVT LTD EXPRESS FEEDER | 184283 | 33/11 KV BHILWAD SUBSTATION.
X1959185 | DLMS-Secure | 055 | TCPIP_DLMS | GSM | Feeder | 6416 | 206 | KHAMKHEDA | 184050 | BHAUR
X1959186 | DLMS-Secure | 055 | TCPIP_DLMS | GSM | Feeder | 6416 | 201 | PALEKAR WASTI | 184050 | BHAUR
XC413959 | DLMS-Secure | 055 | TCPIP_DLMS | GSM | Feeder | 6416 | 209 | 11 KV LOHNER AG NEW | 184027 | THENGODA
XC413958 | DLMS-Secure | 055 | TCPIP_DLMS | GSM | Feeder | 6416 | 210 | 11 KV RAYAGAD FEEDER | 184027 | THENGODA
X0444710 | DLMS-Secure | 055 | TCPIP_DLMS | GSM | Feeder | 6416 | 203 | 11 KV BHILWAD FEEDER | 184283 | 33/11 KV BHILWAD SUBSTATION.
X0444691 | DLMS-Secure | 055 | TCPIP_DLMS | GSM | Feeder | 6416 | 201 | 11 KV KAPASHI FEEDER | 184283 | 33/11 KV BHILWAD SUBSTATION.
X0444724 | DLMS-Secure | 055 | TCPIP_DLMS | GSM | Feeder | 6416 | 202 | 11 KV SUBHASHNAGAR FEEDER | 184283 | 33/11 KV BHILWAD SUBSTATION.
XC428100 | DLMS-Secure | 055 | TCPIP_DLMS | GSM | Feeder | 6416 | 211 | 11 KV JAMBAG | 184027 | THENGODA
XC428281 | DLMS-Secure | 055 | TCPIP_DLMS | GSM | Feeder | 6416 | 207 | 11KV SHIVASHI FEEDER | 184078 | KHARDE
12627714 | DLMS-LnT | 053 | TCPIP_DLMS | GSM | Feeder | 6416 | 202 | 11 KV NEW PILKOS FEEDER | 184277 | 33/11kv Khamkheda Substation
X1705273 | DLMS-Secure | 055 | TCPIP_DLMS | GSM | Feeder | 6416 | 209 | 11 KV SWAPNIL AGRO FEEDER | 184078 | KHARDE
X1251835 | DLMS-Secure | 055 | TCPIP_DLMS | GSM | Feeder | 6416 | 208 | 11 KV DAHIWAD GAOTHAN | 184204 | Dahiwad
Q0832265 | DLMS-Secure | 055 | TCPIP_DLMS | GSM | Feeder | 6416 | 206 | DAHIWAD SOLAR FEEDER (JUNIPER) BAY-1 | 184204 | Dahiwad
05162422 | DLMS-HPL | 076 | TCPIP_DLMS | GSM | Feeder | 6416 | 204 | 11 KV SAWAKI AG | 184277 | 33/11kv Khamkheda Substation
X1094833 | DLMS-Secure | 055 | TCPIP_DLMS | GSM | Feeder | 6416 | 204 | HANUMANT PADA GAVTHAN | 184078 | KHARDE
12023252 | LnT | 053 | TCPIP_LnT_9600 | GSM | Feeder | 6416 | 202 | BHAUR | 184050 | BHAUR
MSP35848 | Secure | 055 | TCPIP_Secure | GSM | Feeder | 6416 | 204 | 11 KV THENGODA | 184027 | THENGODA
17271892 | DLMS-LnT | 053 | TCPIP_DLMS | GSM | Feeder | 6416 | 205 | SINDOHAL 1 PHG | 184204 | Dahiwad
12627502 | DLMS-LnT | 053 | TCPIP_DLMS | GSM | Feeder | 6416 | 205 | KHADAKTALE | 184004 | DEOLA
00567647 | DLMS-HPL | 076 | TCPIP_DLMS | GSM | Feeder | 6416 | 201 | KHUNTEWADI AG | 184004 | DEOLA
00567668 | DLMS-HPL | 076 | TCPIP_DLMS | GSM | Feeder | 6416 | 211 | DEOLA GAOTHAN | 184004 | DEOLA
17271960 | DLMS-LnT | 053 | TCPIP_LNT | GSM | Feeder | 6416 | 202 | HANUMANT PADA AG | 184078 | KHARDE
16197226 | DLMS-LnT | 053 | TCPIP_LNT | GSM | Feeder | 6416 | 203 | VADALA | 184078 | KHARDE
12023230 | LnT | 053 | TCPIP_LnT_9600 | GSM | Feeder | 6416 | 204 | VITHEWADI G | 184050 | BHAUR
MSP35764 | Secure | 055 | TCPIP_Secure | GSM | Feeder | 6416 | 206 | NEW WATER SUPPLY EXPREES (11 KV) FEEDER | 184027 | THENGODA
MSP35774 | Secure | 055 | TCPIP_Secure | GSM | Feeder | 6416 | 207 | DARI | 184027 | THENGODA
MSP35775 | Secure | 055 | TCPIP_Secure | GSM | Feeder | 6416 | 201 | KHALAP G | 184027 | THENGODA
07328307 | LnT | 053 | TCPIP_LNT | GSM | Feeder | 6416 | 202 | 11 KV SAWKI NEW | 184027 | THENGODA
07328310 | LnT | 053 | TCPIP_LNT | GSM | Feeder | 6416 | 203 | VITHEWADI AG | 184050 | BHAUR
MSP35768 | Secure | 055 | TCPIP_Secure | GSM | Feeder | 6416 | 203 | 11KV LANDAGEBET FEEDER | 184027 | THENGODA
MSP35644 | Secure | 055 | TCPIP_Secure | GSM | Feeder | 6416 | 208 | MALIWADA | 184027 | THENGODA
MSP35791 | Secure | 055 | TCPIP_Secure | GSM | Feeder | 6416 | 204 | SONEWADI 1 PHG | 184204 | Dahiwad
07328122 | LnT | 053 | TCPIP_LNT | GSM | Feeder | 6416 | 209 | BHAVADE | 184004 | DEOLA
MSP35641 | Secure | 055 | TCPIP_Secure | GSM | Feeder | 6416 | 203 | MESHI 1 PH | 184204 | Dahiwad
07328121 | LnT | 053 | TCPIP_LNT | GSM | Feeder | 6416 | 204 | WAKHARI | 184004 | DEOLA
07328309 | LnT | 053 | TCPIP_LNT | GSM | Feeder | 6416 | 205 | OLD WATER SUPPLY | 184027 | THENGODA
12627710 | DLMS-LnT | 053 | TCPIP_DLMS | GSM | Feeder | 6416 | 207 | 11 KV FULEMALWADI | 184004 | DEOLA
06599390 | LnT | 053 | TCPIP_LNT | GSM | Feeder | 6416 | 203 | DEOLA AG | 184004 | DEOLA
07424726 | LnT | 053 | TCPIP_LNT | GSM | Feeder | 6416 | 207 | NEW BAGADU | 184050 | BHAUR
07409103 | LnT | 053 | TCPIP_LNT | GSM | Feeder | 6416 | 205 | WAJGOAN 1 PH (FROM-KHARDA S/S) | 184078 | KHARDE
12023233 | LnT | 053 | TCPIP_LnT_9600 | GSM | Feeder | 6416 | 205 | 11KV EXPRESS FEEDER S&P FEEDS PVT.LTD. | 184050 | BHAUR
07427249 | LnT | 053 | TCPIP_LNT | GSM | Feeder | 6416 | 208 | SARSWATIWADI | 184004 | DEOLA
07424768 | LnT | 053 | TCPIP_LNT | GSM | Feeder | 6416 | 206 | RAMESHWAR | 184004 | DEOLA
17271889 | DLMS-LnT | 053 | TCPIP_DLMS | GSM | Feeder | 6416 | 202 | RAMNAGAR 1 PH | 184204 | Dahiwad
08190232 | LnT | 053 | TCPIP_LNT | GSM | Feeder | 6416 | 210 | KHUNTEWADI GAOTHAN | 184004 | DEOLA
12627715 | DLMS-LnT | 053 | TCPIP_DLMS | GSM | Feeder | 6416 | 201 | DAHIWAD 1 PHG | 184204 | Dahiwad
X1083280 | DLMS-Secure | 055 | TCPIP_LNT | GSM | Feeder | 6416 | 202 | 11 KV MATANE FEEDER | 184004 | DEOLA
07409104 | LnT | 053 | TCPIP_LNT | GSM | Feeder | 6416 | 201 | KHARDE | 184078 | KHARDE
06599392 | LnT | 053 | TCPIP_LNT | GSM | Feeder | 6416 | 206 | KACHANE AG | 184078 | KHARDE
XG437275 | DLMS-Secure | 055 | TCPIP_DLMS | GSM | Feeder | 6416 | 212 | S&P FEEDS PVT.LTD.(11 KV) EXPRESS FEEDER | 184027 | THENGODA
00636902 | DLMS-HPL | 076 | TCPIP_DLMS | GSM | Feeder | 0418 | 204 | SUYOG GURUBAXANI EXP FDR | 184076 | NANDURI
17270770 | DLMS-LnT | 053 | TCPIP_DLMS | GSM | Feeder | 0418 | 207 | 11 KV SHIVAJI NAGAR | 187010 | 132 KV KALWAN
07427408 | LnT | 053 | TCPIP_LNT | GSM | Feeder | 0418 | 202 | MOHANDORI | 184076 | NANDURI
07424420 | LnT | 053 | TCPIP_LNT | GSM | Feeder | 0418 | 206 | KANASHI GAOTHAN | 184095 | CHANKAPUR
14017534 | LnT | 053 | TCPIP_LnT_9600 | GSM | Feeder | 0418 | 202 | WARVANDI 1PH | 184273 | 33/11 KV NIWANE
X2004686 | DLMS-Secure | 055 | TCPIP_DLMS | GSM | Feeder | 0418 | 203 | EXPRESS ANAND HATCHERIES | 184273 | 33/11 KV NIWANE
17271926 | DLMS-LnT | 053 | TCPIP_DLMS | GSM | Feeder | 0418 | 201 | MOKHBHANGI | 184054 | DESRANE
17271745 | DLMS-LnT | 053 | TCPIP_DLMS | GSM | Feeder | 0418 | 204 | EXP.PUNADNAGAR | 184097 | JAIDAR
17271743 | DLMS-LnT | 053 | TCPIP_DLMS | GSM | Feeder | 0418 | 204 | KUNDANE AG | 184082 | OTUR
XC413961 | DLMS-Secure | 055 | TCPIP_DLMS | GSM | Feeder | 0418 | 204 | MOHPADA | 184095 | CHANKAPUR
17270814 | DLMS-LnT | 053 | TCPIP_DLMS | GSM | Feeder | 0418 | 205 | GANESH NAGAR GAOTHAN | 187010 | 132 KV KALWAN
17270817 | DLMS-LnT | 053 | TCPIP_DLMS | GSM | Feeder | 0418 | 203 | NIWANE | 187010 | 132 KV KALWAN
17270816 | DLMS-LnT | 053 | TCPIP_DLMS | GSM | Feeder | 0418 | 204 | SAPTSHRUNGI | 187010 | 132 KV KALWAN
12626249 | DLMS-LnT | 053 | TCPIP_DLMS | GSM | Feeder | 0418 | 201 | NANDURI GAVTHAN | 184076 | NANDURI
XC413957 | DLMS-Secure | 055 | TCPIP_DLMS | GSM | Feeder | 0418 | 201 | JAMSHET | 184095 | CHANKAPUR
X1959189 | DLMS-Secure | 055 | TCPIP_DLMS | GSM | Feeder | 0418 | 203 | SAKORA | 184076 | NANDURI
X1959188 | DLMS-Secure | 055 | TCPIP_DLMS | GSM | Feeder | 0418 | 207 | DEVALI KARAD | 184095 | CHANKAPUR
X2139036 | DLMS-Secure | 055 | TCPIP_DLMS | GSM | Feeder | 0418 | 205 | MEHADAR | 184082 | OTUR
05162553 | DLMS-HPL | 076 | TCPIP_DLMS | GSM | Feeder | 0418 | 203 | BORDAIVAT | 184095 | CHANKAPUR
XG476970 | DLMS-Secure | 055 | TCPIP_DLMS | GSM | Feeder | 0418 | 201 | 11 KV SAVARPADA | 184298 | 33/11KV PIMPALE (BK) SUB-STATION
XG476990 | DLMS-Secure | 055 | TCPIP_DLMS | GSM | Feeder | 0418 | 202 | 11 KV MALGAON | 184298 | 33/11KV PIMPALE (BK) SUB-STATION
XG476972 | DLMS-Secure | 055 | TCPIP_DLMS | GSM | Feeder | 0418 | 203 | 11 KV DAHYANE (D) | 184298 | 33/11KV PIMPALE (BK) SUB-STATION
X1714027 | DLMS-Secure | 055 | TCPIP_DLMS | GSM | Feeder | 0418 | 205 | GIRNA AG | 184241 | 33/11 KV Pale
X1699767 | DLMS-Secure | 055 | TCPIP_DLMS | GSM | Feeder | 0418 | 205 | KHADAKWAN | 184097 | JAIDAR
X1699769 | DLMS-Secure | 055 | TCPIP_DLMS | GSM | Feeder | 0418 | 206 | BANDHARPADA | 184097 | JAIDAR
09141307 | LnT | 053 | TCPIP_LnT_9600 | GSM | Feeder | 0418 | 204 | MOKHBHANGI GAVTHAN | 184054 | DESRANE
00567735 | DLMS-HPL | 076 | TCPIP_DLMS | GSM | Feeder | 0418 | 202 | VARKHEDE | 184097 | JAIDAR
00567651 | DLMS-HPL | 076 | TCPIP_DLMS | GSM | Feeder | 0418 | 205 | CHANKAPUR | 184095 | CHANKAPUR
00567680 | DLMS-HPL | 076 | TCPIP_DLMS | GSM | Feeder | 0418 | 204 | ABHONA GAVTHAN | 184013 | ABHONA
00693343 | DLMS-HPL | 076 | TCPIP_DLMS | GSM | Feeder | 0418 | 202 | MULANE | 184082 | OTUR
00382543 | DLMS-HPL | 076 | TCPIP_DLMS | GSM | Feeder | 0418 | 206 | 11 KV SHIRASMANI AG | 184082 | OTUR
MSP35750 | Secure | 055 | TCPIP_Secure | GSM | Feeder | 0418 | 202 | PALE AG | 184241 | 33/11 KV Pale
MSP41393 | Secure | 055 | TCPIP_Secure | GSM | Feeder | 0418 | 204 | BHENDI | 184242 | 33/11 kv Bej
07424870 | LnT | 053 | TCPIP_LNT | GSM | Feeder | 0418 | 202 | PALE | 184013 | ABHONA
08189904 | LnT | 053 | TCPIP_LNT | GSM | Feeder | 0418 | 201 | OTUR AG | 184082 | OTUR
MSP41427 | Secure | 055 | TCPIP_Secure | GSM | Feeder | 0418 | 202 | 11KV BEJ GAOTHON | 184242 | 33/11 kv Bej
12023312 | LnT | 053 | TCPIP_LnT_9600 | GSM | Feeder | 0418 | 203 | VISAPUR | 184242 | 33/11 kv Bej
12627716 | DLMS-LnT | 053 | TCPIP_DLMS | GSM | Feeder | 0418 | 201 | MANUR | 184013 | ABHONA
03178685 | LnT | 053 | TCPIP_LNT | GSM | Feeder | 0418 | 202 | DESGAON | 184095 | CHANKAPUR
07409101 | LnT | 053 | TCPIP_LNT | GSM | Feeder | 0418 | 201 | JIRWADA | 184068 | DALWAT
07409102 | LnT | 053 | TCPIP_LNT | GSM | Feeder | 0418 | 202 | DALWAT | 184068 | DALWAT
MSP41389 | Secure | 055 | TCPIP_Secure | GSM | Feeder | 0418 | 203 | WADI 1 PH | 184241 | 33/11 KV Pale
07409328 | LnT | 053 | TCPIP_LnT_9600 | GSM | Feeder | 0418 | 202 | DESRANE | 184054 | DESRANE
MSP35745 | Secure | 055 | TCPIP_Secure | GSM | Feeder | 0418 | 201 | PALE 1 PH | 184241 | 33/11 KV Pale
MSP35737 | Secure | 055 | TCPIP_Secure | GSM | Feeder | 0418 | 208 | RAVALAJI FEEDER | 184054 | DESRANE
07409327 | LnT | 053 | TCPIP_LNT | GSM | Feeder | 0418 | 203 | NALID | 184054 | DESRANE
03006812 | Genus | 065 | TCPIP_Genus | GSM | Feeder | 0418 | 203 | KUNDANE GAVTHAN | 184082 | OTUR
03004167 | Genus | 065 | TCPIP_Genus | GSM | Feeder | 0418 | 203 | KANASHI | 184013 | ABHONA
14030513 | LnT | 053 | TCPIP_LnT_9600 | GSM | Feeder | 0418 | 201 | 11 KV DARI | 184273 | 33/11 KV NIWANE
17271927 | DLMS-LnT | 053 | TCPIP_LnT_9600 | GSM | Feeder | 0418 | 207 | GANORE 1PH FEEDER | 184054 | DESRANE
17270686 | DLMS-LnT | 053 | TCPIP_DLMS | GSM | Feeder | 0418 | 202 | KHEDGAON | 187010 | 132 KV KALWAN
17270827 | DLMS-LnT | 053 | TCPIP_DLMS | GSM | Feeder | 0418 | 201 | KALWAN 1 (SHIVAR) | 187010 | 132 KV KALWAN
00380012 | DLMS-HPL | 076 | TCPIP_DLMS | GSM | Feeder | 0418 | 205 | GOSARANE | 184013 | ABHONA
00380056 | DLMS-HPL | 076 | TCPIP_DLMS | GSM | Feeder | 0418 | 204 | TRIMURTI | 184241 | 33/11 KV Pale
00380083 | DLMS-HPL | 076 | TCPIP_DLMS | GSM | Feeder | 0418 | 206 | 11KV BEJ AG | 184242 | 33/11 kv Bej
MSP35739 | Secure | 055 | TCPIP_Secure | GSM | Feeder | 0418 | 206 | BHADANE | 184054 | DESRANE
00279172 | DLMS-HPL | 076 | TCPIP_DLMS | GSM | Feeder | 0418 | 203 | PUNAD NAGAR | 184097 | JAIDAR
00279200 | DLMS-HPL | 076 | TCPIP_DLMS | GSM | Feeder | 0418 | 201 | JAIDAR | 184097 | JAIDAR
09141328 | LnT | 053 | TCPIP_LnT_9600 | GSM | Feeder | 0418 | 205 | NALID(G) | 184054 | DESRANE
12023200 | LnT | 053 | TCPIP_LnT_9600 | GSM | Feeder | 0418 | 201 | BHADWAN | 184242 | 33/11 kv Bej
19231266 | DLMS-LnT | 053 | TCPIP_DLMS | GSM | Feeder | 0418 | 205 | KATALGAON GAVTHAN | 184076 | NANDURI
X1094826 | DLMS-Secure | 055 | TCPIP_DLMS | GSM | Feeder | 0418 | 206 | BHAGURDI | 184013 | ABHONA
16011675 | LnT | 053 | TCPIP_LnT_9600 | GSM | Feeder | 4829 | 202 | 11 KV BARDIPADA | 184142 | 33/11 KV UMBERTHAN
07424730 | LnT | 053 | TCPIP_LNT | GSM | Feeder | 4829 | 202 | MANI | 184021 | 33/11 KV SURGANA
16011559 | LnT | 053 | TCPIP_LnT_9600 | GSM | Feeder | 4829 | 203 | 11KV WANGAN FEEDER | 184142 | 33/11 KV UMBERTHAN
17272023 | DLMS-LnT | 053 | TCPIP_DLMS | GSM | Feeder | 4829 | 203 | BORGAON | 184021 | 33/11 KV SURGANA
17271700 | DLMS-LnT | 053 | TCPIP_DLMS | GSM | Feeder | 4829 | 204 | 11KV PALSAN | 184021 | 33/11 KV SURGANA
17271953 | DLMS-LnT | 053 | TCPIP_DLMS | GSM | Feeder | 4829 | 201 | 11 KV SHINDE | 184213 | 33/11 KV BORGAON
18205119 | DLMS-LnT | 053 | TCPIP_DLMS | GSM | Feeder | 4829 | 205 | UMBERTHAN | 184021 | 33/11 KV SURGANA
13546789 | LnT | 053 | TCPIP_LnT_9600 | GSM | Feeder | 4829 | 205 | 11 KV RTO | 184213 | 33/11 KV BORGAON
X1347519 | DLMS-Secure | 055 | TCPIP_DLMS | GSM | Feeder | 4829 | 203 | 11 KV BORGAON(H) | 184213 | 33/11 KV BORGAON
00567636 | DLMS-HPL | 076 | TCPIP_DLMS | GSM | Feeder | 4829 | 206 | 11 KV ALUNGAN | 184021 | 33/11 KV SURGANA
15007743 | LnT | 053 | TCPIP_LnT_9600 | GSM | Feeder | 4829 | 204 | 11 KV HATGAD | 184213 | 33/11 KV BORGAON
16047690 | LnT | 053 | TCPIP_LnT_9600 | GSM | Feeder | 4829 | 201 | SURGANA | 184021 | 33/11 KV SURGANA
16011606 | LnT | 053 | TCPIP_LnT_9600 | GSM | Feeder | 4829 | 201 | 11 KV AMBATHA | 184142 | 33/11 KV UMBERTHAN
17272025 | DLMS-LnT | 053 | TCPIP_DLMS | GSM | Feeder | 4829 | 202 | 11 KV SARAD | 184213 | 33/11 KV BORGAON
X0853596 | DLMS-Secure | 055 | TCPIP_DLMS | GSM | Feeder | 0434 | 204 | GAREGAON 1 PHASE | 184033 | 33/11 KV VADNER
09206061 | LnT | 053 | TCPIP_LnT_9600 | GSM | Feeder | 0434 | 202 | DHUNDE AG SDT | 184230 | 33/11 KV SATMANE
15048867 | LnT | 053 | TCPIP_LnT_9600 | GSM | Feeder | 0434 | 203 | 11 KV DHAWALESHWAR | 184276 | 33/11 KV TALWADE
15048871 | LnT | 053 | TCPIP_LnT_9600 | GSM | Feeder | 0434 | 201 | 11 KV TALWADE GFSS | 184276 | 33/11 KV TALWADE
07424393 | LnT | 053 | TCPIP_LNT | GSM | Feeder | 0434 | 208 | 11KV NIMSHEVADI | 184033 | 33/11 KV VADNER
07427248 | LnT | 053 | TCPIP_LNT | GSM | Feeder | 0434 | 202 | VADEL-II 1-PHASE | 184203 | 33/11 KV AJANG
XB434015 | DLMS-Secure | 055 | TCPIP_DLMS | GSM | Feeder | 0434 | 206 | WATER SUPPLY | 184036 | 33/11 KV DABHADI
XB434032 | DLMS-Secure | 055 | TCPIP_DLMS | GSM | Feeder | 0434 | 206 | 11 KV PANDHARUN | 184276 | 33/11 KV TALWADE
07328128 | LnT | 053 | TCPIP_LNT | GSM | Feeder | 0434 | 202 | VADNER GAVTHAN | 184033 | 33/11 KV VADNER
07424483 | LnT | 053 | TCPIP_LNT | GSM | Feeder | 0434 | 201 | PIMPALGAON AG SDT | 184036 | 33/11 KV DABHADI
08190209 | LnT | 053 | TCPIP_LNT | GSM | Feeder | 0434 | 207 | PIMPALGAON GAVTHAN | 184036 | 33/11 KV DABHADI
08190210 | LnT | 053 | TCPIP_LNT | GSM | Feeder | 0434 | 204 | JIJAMATA INDUSRIAL | 184036 | 33/11 KV DABHADI
06599337 | LnT | 053 | TCPIP_LNT | GSM | Feeder | 0434 | 209 | KHAKURDI GAVTHAN | 184033 | 33/11 KV VADNER
07409137 | LnT | 053 | TCPIP_LNT | GSM | Feeder | 0434 | 203 | TALWADE AG SDT | 184230 | 33/11 KV SATMANE
06599381 | LnT | 053 | TCPIP_LNT | GSM | Feeder | 0434 | 201 | ONKAR NAGAR AG SDT | 184230 | 33/11 KV SATMANE
X2025353 | DLMS-Secure | 055 | TCPIP_DLMS | GSM | Feeder | 0434 | 206 | 11KV MIDC IND GENERAL | 184203 | 33/11 KV AJANG
05162425 | DLMS-HPL | 076 | TCPIP_DLMS | GSM | Feeder | 0434 | 201 | AJANG 1-PHASE | 184203 | 33/11 KV AJANG
X0398635 | DLMS-Secure | 055 | TCPIP_DLMS | GSM | Feeder | 0434 | 207 | VADNER AG SDT | 184033 | 33/11 KV VADNER
19858650 | DLMS-LnT | 053 | TCPIP_DLMS | GSM | Feeder | 0434 | 203 | KHAKURDI AG SDT | 184033 | 33/11 KV VADNER
XD413782 | DLMS-Secure | 055 | TCPIP_DLMS | GSM | Feeder | 0434 | 201 | 11KV CHINCHAVE 1 PHASE | 184287 | 33/11 KV VIRANE
X1380762 | DLMS-Secure | 055 | TCPIP_DLMS | GSM | Feeder | 0434 | 202 | 11 KV MORGAN INDUSTRIAL FEEDER | 184276 | 33/11 KV TALWADE
X2025366 | DLMS-Secure | 055 | TCPIP_DLMS | GSM | Feeder | 0434 | 204 | 11KV GANGASAGAR FEEDER | 184203 | 33/11 KV AJANG
13546786 | DLMS-LnT | 053 | TCPIP_DLMS | GSM | Feeder | 0434 | 204 | 11 KV RAMWADI | 184276 | 33/11 KV TALWADE
X1094822 | DLMS-Secure | 055 | TCPIP_DLMS | GSM | Feeder | 0434 | 205 | 11 KV LULLE | 184287 | 33/11 KV VIRANE
X0853595 | DLMS-Secure | 055 | TCPIP_DLMS | GSM | Feeder | 0434 | 202 | 11 KV RAMPURA | 184287 | 33/11 KV VIRANE
X1094835 | DLMS-Secure | 055 | TCPIP_DLMS | GSM | Feeder | 0434 | 211 | WALWADE AG | 184033 | 33/11 KV VADNER
06599389 | LnT | 053 | TCPIP_LNT | GSM | Feeder | 0434 | 203 | DABHADI GAVTHAN | 184036 | 33/11 KV DABHADI
14046439 | LnT | 053 | TCPIP_LnT_9600 | GSM | Feeder | 0434 | 205 | KANKRALE 1-PHASE | 184203 | 33/11 KV AJANG
15003591 | LnT | 053 | TCPIP_LnT_9600 | GSM | Feeder | 0434 | 208 | AJANG GFSS | 184203 | 33/11 KV AJANG
15007692 | LnT | 053 | TCPIP_LnT_9600 | GSM | Feeder | 0434 | 205 | 11 KV DUNDHE GAOTHAN | 184230 | 33/11 KV SATMANE
15048857 | LnT | 053 | TCPIP_LnT_9600 | GSM | Feeder | 0434 | 205 | 11 KV AGHAR | 184276 | 33/11 KV TALWADE
00382552 | DLMS-HPL | 076 | TCPIP_LnT_9600 | GSM | Feeder | 0434 | 202 | AGHAR 1-PHASE | 184036 | 33/11 KV DABHADI
15010227 | LnT | 053 | TCPIP_LnT_9600 | GSM | Feeder | 0434 | 204 | 11 KV OMKAR NAGAR GAVTHAN | 184230 | 33/11 KV SATMANE
07424679 | LnT | 053 | TCPIP_LNT | GSM | Feeder | 0434 | 205 | DABHADI AG SDT | 184036 | 33/11 KV DABHADI
14096121 | LnT | 053 | TCPIP_LnT_9600 | GSM | Feeder | 0434 | 203 | DABALI 1-PHASE | 184203 | 33/11 KV AJANG
15019182 | LnT | 053 | TCPIP_LnT_9600 | GSM | Feeder | 0434 | 207 | TALWADE AG | 184276 | 33/11 KV TALWADE
15003641 | LnT | 053 | TCPIP_LnT_9600 | GSM | Feeder | 6424 | 206 | 11 KV DEOGHAT | 184218 | 33/11 KV KALWADI
X1714611 | DLMS-Secure | 055 | TCPIP_DLMS | GSM | Feeder | 6424 | 207 | 11 KV NEW DAM | 184244 | 33/11 KV MALGAON
X1699765 | DLMS-Secure | 055 | TCPIP_DLMS | GSM | Feeder | 6424 | 205 | 11 KV CHANDANPURI AG | 184072 | 33/11 KV CHANDANPURI
X1714608 | DLMS-Secure | 055 | TCPIP_DLMS | GSM | Feeder | 6424 | 203 | 11 KV SAKURI | 184244 | 33/11 KV MALGAON
03003936 | Genus | 065 | TCPIP_Genus | GSM | Feeder | 6424 | 204 | 11 KV GALANE | 184264 | 33/11 KV TINGRI
00309595 | DLMS-HPL | 076 | TCPIP_DLMS | GSM | Feeder | 6424 | 206 | 11 KV YESGAON GAOTHAN | 184072 | 33/11 KV CHANDANPURI
14046249 | LnT | 053 | TCPIP_LnT_9600 | GSM | Feeder | 6424 | 204 | 11 KV GIRNA DAM | 184062 | 33/11 KV DAHIWAL
X2025380 | DLMS-Secure | 055 | TCPIP_DLMS | GSM | Feeder | 6424 | 201 | 11 KV AJANDE | 184305 | 33/11 KV AJANDE SUBSTATION
X2025377 | DLMS-Secure | 055 | TCPIP_DLMS | GSM | Feeder | 6424 | 203 | 11 KV GILANE | 184305 | 33/11 KV AJANDE SUBSTATION
X1714026 | DLMS-Secure | 055 | TCPIP_DLMS | GSM | Feeder | 6424 | 209 | 11 KV KALWADI GAOTHAN DDUGY | 184218 | 33/11 KV KALWADI
X1714614 | DLMS-Secure | 055 | TCPIP_DLMS | GSM | Feeder | 6424 | 206 | 11 KV VISAPUR | 184244 | 33/11 KV MALGAON
XB452258 | DLMS-Secure | 055 | TCPIP_Secure | GSM | Feeder | 4902 | 201 | 11 KV SAVANDGAON GAONTHAN | 184278 | 33/11 KV MALDE
17271744 | DLMS-LnT | 053 | TCPIP_DLMS | GSM | Feeder | 6424 | 201 | 11 KV DAHIDI | 184264 | 33/11 KV TINGRI
XB452251 | DLMS-Secure | 055 | TCPIP_DLMS | GSM | Feeder | 4902 | 202 | 11 KV MHADA - 1 | 184278 | 33/11 KV MALDE
06600706 | LnT | 053 | TCPIP_LNT | GSM | Feeder | 6424 | 204 | 11 KV ZODGE AG | 184087 | 33/11 KV ZODGE
09206079 | LnT | 053 | TCPIP_LnT_9600 | GSM | Feeder | 6424 | 203 | 11 KV HATANE | 184264 | 33/11 KV TINGRI
12023218 | LnT | 053 | TCPIP_LnT_9600 | GSM | Feeder | 6424 | 204 | 11 KV GILANE GAOTHAN | 184244 | 33/11 KV MALGAON
07409334 | LnT | 053 | TCPIP_LNT | GSM | Feeder | 4902 | 204 | 11 KV DASANE FEEDER | 184263 | 33/11 KV SAYANE
08190184 | LnT | 053 | TCPIP_LNT | GSM | Feeder | 4902 | 209 | 11 KV CHIKALOHOL FEEDER | 184263 | 33/11 KV SAYANE
12023208 | LnT | 053 | TCPIP_LnT_9600 | GSM | Feeder | 6424 | 202 | 11 KV KHYADE | 184244 | 33/11 KV MALGAON
12023254 | LnT | 053 | TCPIP_LnT_9600 | GSM | Feeder | 6424 | 201 | 11 KV MALGAON | 184244 | 33/11 KV MALGAON
06600764 | LnT | 053 | TCPIP_LNT | GSM | Feeder | 6424 | 202 | 11 KV RAMJANPURA 1 | 184094 | 33/11 KV VADGAON DYANE
00380014 | DLMS-HPL | 076 | TCPIP_DLMS | GSM | Feeder | 6424 | 205 | 11 KV VADGAON GAOTHAN | 184094 | 33/11 KV VADGAON DYANE
08190189 | LnT | 053 | TCPIP_LNT | GSM | Feeder | 6424 | 203 | 11 KV VADGAON AG | 184094 | 33/11 KV VADGAON DYANE
15007736 | LnT | 053 | TCPIP_LnT_9600 | GSM | Feeder | 6424 | 207 | 11 KV SAKUR | 184218 | 33/11 KV KALWADI
15007722 | LnT | 053 | TCPIP_LnT_9600 | GSM | Feeder | 6424 | 205 | 11 KV KALWADI NEW | 184218 | 33/11 KV KALWADI
14017369 | LnT | 053 | TCPIP_LnT_9600 | GSM | Feeder | 6424 | 204 | 11 KV GIRNA DAM CHALISGAON WATER SUPPLY | 184218 | 33/11 KV KALWADI
03003315 | Genus | 065 | TCPIP_Genus | GSM | Feeder | 6424 | 206 | 11 KV BHILKOT GAOTHAN | 184087 | 33/11 KV ZODGE
03007068 | Genus | 065 | TCPIP_Genus | GSM | Feeder | 6424 | 201 | 11 KV NARDANE | 184218 | 33/11 KV KALWADI
05162554 | DLMS-HPL | 076 | TCPIP_DLMS | GSM | Feeder | 6424 | 205 | 11 KV RAJMANE | 184087 | 33/11 KV ZODGE
14676392 | DLMS-LnT | 053 | TCPIP_DLMS | GSM | Feeder | 6424 | 207 | 11 KV DYANE IND 2 | 184094 | 33/11 KV VADGAON DYANE
00567725 | DLMS-HPL | 076 | TCPIP_DLMS | GSM | Feeder | 6424 | 201 | 11 KV DYANE IND 1 | 184094 | 33/11 KV VADGAON DYANE
00567724 | DLMS-HPL | 076 | TCPIP_DLMS | GSM | Feeder | 6424 | 210 | 11 KV DYANE INDUSTRIAL 3 | 184094 | 33/11 KV VADGAON DYANE
05036623 | DLMS-HPL | 076 | TCPIP_DLMS | GSM | Feeder | 6424 | 206 | 11 KV SITANE | 184062 | 33/11 KV DAHIWAL
05036857 | DLMS-HPL | 076 | TCPIP_DLMS | GSM | Feeder | 6424 | 202 | 11 KV MALDE GAOTHAN | 184072 | 33/11 KV CHANDANPURI
X2212087 | DLMS-Secure | 055 | TCPIP_DLMS | GSM | Feeder | 6424 | 208 | 11 KV DAHIWAL GAOTHAN | 184062 | 33/11 KV DAHIWAL
X1959187 | DLMS-Secure | 055 | TCPIP_DLMS | GSM | Feeder | 6424 | 203 | 11 KV DAHIWAL | 184062 | 33/11 KV DAHIWAL
X2025381 | DLMS-Secure | 055 | TCPIP_DLMS | GSM | Feeder | 6424 | 202 | 11 KV BHUIGAVAN AG | 184305 | 33/11 KV AJANDE SUBSTATION
X1699772 | DLMS-Secure | 055 | TCPIP_DLMS | GSM | Feeder | 6424 | 208 | 11 KV SHELAR NAGAR AG | 184072 | 33/11 KV CHANDANPURI
X1699762 | DLMS-Secure | 055 | TCPIP_DLMS | GSM | Feeder | 6424 | 203 | 11 KV CHANADANPURI GAOTHAN | 184072 | 33/11 KV CHANDANPURI
X1714036 | DLMS-Secure | 055 | TCPIP_DLMS | GSM | Feeder | 6424 | 202 | 11 KV TINGARI | 184264 | 33/11 KV TINGRI
X1714038 | DLMS-Secure | 055 | TCPIP_DLMS | GSM | Feeder | 6424 | 205 | 11 KV VANAPAT KAULANE | 184264 | 33/11 KV TINGRI
14676391 | DLMS-LnT | 053 | TCPIP_DLMS | GSM | Feeder | 6424 | 206 | 11 KV RAMJANPURA 2 | 184094 | 33/11 KV VADGAON DYANE
00567677 | DLMS-HPL | 076 | TCPIP_DLMS | GSM | Feeder | 6424 | 202 | 11 KV NALE | 184062 | 33/11 KV DAHIWAL
00567695 | DLMS-HPL | 076 | TCPIP_LnT_9600 | GSM | Feeder | 6424 | 204 | 11 KV VAJIRKHEDE | 184094 | 33/11 KV VADGAON DYANE
12628679 | DLMS-LnT | 053 | TCPIP_DLMS | GSM | Feeder | 6424 | 401 | 33 KV GIRANA DAM | 184062 | 33/11 KV DAHIWAL
03016437 | Genus | 065 | TCPIP_Genus | GSM | Feeder | 6424 | 203 | 11 KV CHINCHGAVAN | 184218 | 33/11 KV KALWADI
03003319 | Genus | 065 | TCPIP_Genus | GSM | Feeder | 6424 | 202 | 11 KV KALWADI AG | 184218 | 33/11 KV KALWADI
X1714028 | DLMS-Secure | 055 | TCPIP_LNT | GSM | Feeder | 6424 | 202 | 11 KV ZODGE GAOTHAN | 184087 | 33/11 KV ZODGE
X1714024 | DLMS-Secure | 055 | TCPIP_DLMS | GSM | Feeder | 6424 | 201 | 11 KV DEVARPADE | 184087 | 33/11 KV ZODGE
X1094832 | DLMS-Secure | 055 | TCPIP_LnT_9600 | GSM | Feeder | 6424 | 203 | 11 KV HARITWAL | 184087 | 33/11 KV ZODGE
X1714035 | DLMS-Secure | 055 | TCPIP_LNT | GSM | Feeder | 6424 | 205 | 11 KV AJANDEPADA | 184062 | 33/11 KV DAHIWAL
08190185 | LnT | 053 | TCPIP_LNT | GSM | Feeder | 6424 | 201 | 11 KV HISWAL | 184062 | 33/11 KV DAHIWAL
00279190 | DLMS-HPL | 076 | TCPIP_DLMS | GSM | Feeder | 6424 | 201 | 11 KV YESGAON AG | 184072 | 33/11 KV CHANDANPURI
15010309 | LnT | 053 | TCPIP_LnT_9600 | GSM | Feeder | 0485 | 205 | 11 KV PARSUL NEW FEEDER | 184260 | 33/11 KV PATANE
06600755 | LnT | 053 | TCPIP_LNT | GSM | Feeder | 0485 | 202 | GIRNARE-AG SDT | 184064 | 33/11 KV UMARANE
MSP33200 | Secure | 055 | TCPIP_Secure | GSM | Feeder | 0485 | 204 | MEHUNE-SP | 184030 | 33/11 KV NIMGAON
07424614 | LnT | 053 | TCPIP_LNT | GSM | Feeder | 0485 | 203 | WATER SUPPLY | 184030 | 33/11 KV NIMGAON
07409355 | LnT | 053 | TCPIP_LNT | GSM | Feeder | 0485 | 203 | CHINCHAWAD | 184260 | 33/11 KV PATANE
MSP33156 | Secure | 055 | TCPIP_Secure | GSM | Feeder | 0485 | 206 | NIMBAYATI-SP | 184030 | 33/11 KV NIMGAON
14046273 | LnT | 053 | TCPIP_LnT_9600 | GSM | Feeder | 0485 | 201 | 11 KV ERANDGAON-1 | 184274 | 33/11 KV SAVKARWADI
14046279 | LnT | 053 | TCPIP_LnT_9600 | GSM | Feeder | 0485 | 203 | 11 KV ZADI 1 | 184274 | 33/11 KV SAVKARWADI
00307972 | DLMS-HPL | 076 | TCPIP_DLMS | GSM | Feeder | 0485 | 206 | GIRNARE-G | 184064 | 33/11 KV UMARANE
00308982 | DLMS-HPL | 076 | TCPIP_DLMS | GSM | Feeder | 0485 | 205 | ZADI | 184064 | 33/11 KV UMARANE
07328291 | LnT | 053 | TCPIP_LNT | GSM | Feeder | 0485 | 201 | UMARANE GAVTHAN | 184064 | 33/11 KV UMARANE
07409460 | LnT | 053 | TCPIP_LNT | GSM | Feeder | 0485 | 203 | VARHANE | 184085 | 33/11 KV JALGAON NIMBAYAT
14036279 | LnT | 053 | TCPIP_LnT_9600 | GSM | Feeder | 0485 | 202 | 11 KV SAVKARWADI | 184274 | 33/11 KV SAVKARWADI
MSP33228 | Secure | 055 | TCPIP_Secure | GSM | Feeder | 0485 | 209 | PARSUL | 184064 | 33/11 KV UMARANE
15010294 | LnT | 053 | TCPIP_LnT_9600 | GSM | Feeder | 0485 | 207 | TISGAON-VARHALE | 184064 | 33/11 KV UMARANE
15010321 | LnT | 053 | TCPIP_LnT_9600 | GSM | Feeder | 0485 | 208 | PADGHAN | 184064 | 33/11 KV UMARANE
00382541 | DLMS-HPL | 076 | TCPIP_DLMS | GSM | Feeder | 0485 | 208 | SAUNDANE GAVTHAN | 184009 | 33/11 KV SAUNDANE
00308928 | DLMS-HPL | 076 | TCPIP_DLMS | GSM | Feeder | 0485 | 202 | UMRANE | 184009 | 33/11 KV SAUNDANE
12627709 | DLMS-LnT | 053 | TCPIP_DLMS | GSM | Feeder | 0485 | 203 | MUNGASE | 184009 | 33/11 KV SAUNDANE
00308878 | DLMS-HPL | 076 | TCPIP_DLMS | GSM | Feeder | 0485 | 201 | NANDGAON | 184009 | 33/11 KV SAUNDANE
15003680 | LnT | 053 | TCPIP_LnT_9600 | GSM | Feeder | 0485 | 202 | NAGAON IND | 184212 | 33/11 KV NAGAON
00567745 | DLMS-HPL | 076 | TCPIP_DLMS | GSM | Feeder | 0485 | 207 | GILANE-SP | 184030 | 33/11 KV NIMGAON
12626252 | DLMS-LnT | 053 | TCPIP_DLMS | GSM | Feeder | 0485 | 207 | SHIRSONDI | 184009 | 33/11 KV SAUNDANE
XB434031 | DLMS-Secure | 055 | TCPIP_DLMS | GSM | Feeder | 0485 | 205 | SONAJ | 184009 | 33/11 KV SAUNDANE
X0853594 | DLMS-Secure | 055 | TCPIP_DLMS | GSM | Feeder | 0485 | 209 | MANJARE-SP | 184009 | 33/11 KV SAUNDANE
19231247 | DLMS-LnT | 053 | TCPIP_DLMS | GSM | Feeder | 0485 | 204 | SAUNDANE - AG - | 184009 | 33/11 KV SAUNDANE
07424462 | LnT | 053 | TCPIP_LNT | GSM | Feeder | 0485 | 201 | KAULANE | 184212 | 33/11 KV NAGAON
07424562 | LnT | 053 | TCPIP_LNT | GSM | Feeder | 0485 | 204 | ERANDGAON | 184085 | 33/11 KV JALGAON NIMBAYAT
07409148 | LnT | 053 | TCPIP_LNT | GSM | Feeder | 0485 | 208 | JWARDI | 184030 | 33/11 KV NIMGAON
07424717 | LnT | 053 | TCPIP_LNT | GSM | Feeder | 0485 | 204 | UMARANE AG SDT | 184064 | 33/11 KV UMARANE
17103886 | LnT | 053 | TCPIP_LnT_9600 | GSM | Feeder | 0485 | 201 | BHUIGAVAN | 184030 | 33/11 KV NIMGAON
17090542 | LnT | 053 | TCPIP_LnT_9600 | GSM | Feeder | 0485 | 202 | PATHARDHE | 184030 | 33/11 KV NIMGAON
07038170 | LnT | 053 | TCPIP_LNT | GSM | Feeder | 0485 | 205 | JALGAON | 184085 | 33/11 KV JALGAON NIMBAYAT
07409456 | LnT | 053 | TCPIP_LNT | GSM | Feeder | 0485 | 202 | CHONDI | 184085 | 33/11 KV JALGAON NIMBAYAT
08190275 | LnT | 053 | TCPIP_LNT | GSM | Feeder | 0485 | 201 | KALEWADI | 184085 | 33/11 KV JALGAON NIMBAYAT
08023175 | DLMS-Genus | 065 | TCPIP_LNT | GSM | Feeder | 0485 | 203 | SANGAVI | 184064 | 33/11 KV UMARANE
X1094828 | DLMS-Secure | 055 | TCPIP_DLMS | GSM | Feeder | 0485 | 201 | AGHAR(KH) | 184260 | 33/11 KV PATANE
04576168 | DLMS-Genus | 065 | TCPIP_DLMS | GSM | Feeder | 0485 | 202 | PATANE GAOTHAN | 184260 | 33/11 KV PATANE
00382539 | DLMS-HPL | 076 | TCPIP_DLMS | GSM | Feeder | 0485 | 206 | GUNJALWADI | 184009 | 33/11 KV SAUNDANE
08190230 | LnT | 053 | TCPIP_LNT | GSM | Feeder | 5444 | 202 | KHADGAON AG | 184063 | 33/11 KV KUNDALGAON
X0399688 | DLMS-Secure | 055 | TCPIP_DLMS | GSM | Feeder | 5444 | 401 | 33KV BPCL | 187002 | 132/33/11 KV MANMAD
X1959299 | DLMS-Secure | 055 | TCPIP_DLMS | GSM | Feeder | 5444 | 201 | KANADGAON AG | 184063 | 33/11 KV KUNDALGAON
X1960276 | DLMS-Secure | 055 | TCPIP_DLMS | GSM | Feeder | 5444 | 207 | Mohegaon | 187002 | 132/33/11 KV MANMAD
X0853597 | DLMS-Secure | 055 | TCPIP_DLMS | GSM | Feeder | 5444 | 205 | 11 KV KARHI FEEDER | 184237 | 33/11 KV MOHEGAON
00380243 | DLMS-HPL | 076 | TCPIP_DLMS | GSM | Feeder | 5444 | 206 | KUNDALGAON AG | 184063 | 33/11 KV KUNDALGAON
00279077 | DLMS-HPL | 076 | TCPIP_DLMS | GSM | Feeder | 5444 | 203 | 11kV FCI | 187002 | 132/33/11 KV MANMAD
07424958 | LnT | 053 | TCPIP_LNT | GSM | Feeder | 5444 | 207 | NAVSARI AG | 184063 | 33/11 KV KUNDALGAON
13078256 | LnT | 053 | TCPIP_LnT_9600 | GSM | Feeder | 5444 | 201 | HANUMAN NAGAR | 184269 | 33/11 kV WAGDARDI
13078226 | LnT | 053 | TCPIP_LnT_9600 | GSM | Feeder | 5444 | 206 | 11 KV V P SHETTY EXPRESS | 184269 | 33/11 kV WAGDARDI
XC439915 | DLMS-Secure | 055 | TCPIP_DLMS | GSM | Feeder | 5444 | 203 | 11 KV DARHEL | 184280 | 33/11 KV PANJANDEV DHOTANE
XC439898 | DLMS-Secure | 055 | TCPIP_DLMS | GSM | Feeder | 5444 | 202 | 11 KV PANJANDEV | 184280 | 33/11 KV PANJANDEV DHOTANE
07424479 | LnT | 053 | TCPIP_LNT | GSM | Feeder | 5444 | 201 | 11 KV MOHEGOAN | 184237 | 33/11 KV MOHEGAON
07424960 | LnT | 053 | TCPIP_LNT | GSM | Feeder | 5444 | 202 | 11 KV EKWAI | 184237 | 33/11 KV MOHEGAON
00279080 | DLMS-HPL | 076 | TCPIP_DLMS | GSM | Feeder | 5444 | 204 | 11KV HT CONSUMER(RAILWAY) | 187002 | 132/33/11 KV MANMAD
00279075 | DLMS-HPL | 076 | TCPIP_DLMS | GSM | Feeder | 5444 | 202 | 11KV MANMAD U 2 | 187002 | 132/33/11 KV MANMAD
14017560 | LnT | 053 | TCPIP_LnT_9600 | GSM | Feeder | 5444 | 202 | 11KV CAMP | 184270 | 33/11kV BURKULWADI
13078257 | LnT | 053 | TCPIP_LnT_9600 | GSM | Feeder | 5444 | 202 | HUDCO URBAN | 184269 | 33/11 kV WAGDARDI
14017457 | LnT | 053 | TCPIP_LnT_9600 | GSM | Feeder | 5444 | 203 | 11 KV NEW FCI | 184270 | 33/11kV BURKULWADI
13043106 | LnT | 053 | TCPIP_LnT_9600 | GSM | Feeder | 5444 | 204 | WAGHDARDI 1 PHASE ROTARY | 184269 | 33/11 kV WAGDARDI
13045308 | LnT | 053 | TCPIP_LnT_9600 | GSM | Feeder | 5444 | 203 | DATTACHE SHINGVE | 184269 | 33/11 kV WAGDARDI
14030485 | LnT | 053 | TCPIP_LnT_9600 | GSM | Feeder | 5444 | 201 | 11KV PAKIJA | 184270 | 33/11kV BURKULWADI
12626723 | DLMS-LnT | 053 | TCPIP_LNT | GSM | Feeder | 5444 | 205 | KUNDALGAON INDUSTRIAL | 184063 | 33/11 KV KUNDALGAON
X2025359 | DLMS-Secure | 055 | TCPIP_LnT_9600 | GSM | Feeder | 5444 | 205 | PANZANDEO PANDE INDUSTRIAL FEEDER | 184280 | 33/11 KV PANJANDEV DHOTANE
XC439912 | DLMS-Secure | 055 | TCPIP_DLMS | GSM | Feeder | 5444 | 201 | 11 KV ASTAGAON | 184280 | 33/11 KV PANJANDEV DHOTANE
08023172 | DLMS-Genus | 065 | TCPIP_DLMS | GSM | Feeder | 5444 | 203 | KHADGAON GAOTHAN | 184063 | 33/11 KV KUNDALGAON
00693341 | DLMS-HPL | 076 | TCPIP_DLMS | GSM | Feeder | 6459 | 204 | PIMPRALE AG | 184279 | SAKORA
00567731 | DLMS-HPL | 076 | TCPIP_DLMS | GSM | Feeder | 6459 | 205 | SAKORA AG | 184279 | SAKORA
X1554257 | DLMS-Secure | 055 | TCPIP_DLMS | GSM | Feeder | 6459 | 209 | 11KV DIAMOND STONE CRUSHER | 184258 | JALGAON (BK)
05162322 | DLMS-HPL | 076 | TCPIP_DLMS | GSM | Feeder | 6459 | 206 | 11 KV CHANDANPURI | 184084 | JATEGAON
X0444693 | DLMS-Secure | 055 | TCPIP_DLMS | GSM | Feeder | 6459 | 203 | BHALUR | 184282 | BHALUR
X0444727 | DLMS-Secure | 055 | TCPIP_DLMS | GSM | Feeder | 6459 | 202 | LAXMINAGAR | 184282 | BHALUR
X0444747 | DLMS-Secure | 055 | TCPIP_DLMS | GSM | Feeder | 6459 | 201 | LOHASHINGWE | 184282 | BHALUR
X1959298 | DLMS-Secure | 055 | TCPIP_DLMS | GSM | Feeder | 6459 | 203 | JALGAON | 184006 | NANDGAON
00380027 | DLMS-HPL | 076 | TCPIP_DLMS | GSM | Feeder | 6459 | 206 | BHAURI | 184091 | BANGAON
XC413207 | DLMS-Secure | 055 | TCPIP_DLMS | GSM | Feeder | 6459 | 208 | 11KV MANIKPUNJ DHARAN FEEDER | 184258 | JALGAON (BK)
XE419566 | DLMS-Secure | 055 | TCPIP_DLMS | GSM | Feeder | 6459 | 203 | 11KV GANGADHARI | 184295 | 33/11 KV NEW NANDGAON(GANGADHARI) SUBSTATION
X1699771 | DLMS-Secure | 055 | TCPIP_DLMS | GSM | Feeder | 6459 | 210 | 11KV MALGAON | 184040 | VEHEL GAON
00382553 | DLMS-HPL | 076 | TCPIP_DLMS | GSM | Feeder | 6459 | 201 | NANDGAON U1 | 184006 | NANDGAON
09206084 | LnT | 053 | TCPIP_LnT_9600 | GSM | Feeder | 6459 | 210 | WATER WORKS EXPRESS | 184006 | NANDGAON
07424966 | LnT | 053 | TCPIP_LNT | GSM | Feeder | 6459 | 203 | TALWADE | 184040 | VEHEL GAON
02892224 | ElsterABT1800 | 057 | TCPIP_ElsterABT1800 | GSM | Feeder | 6459 | 209 | JUNIPER 2-VEHELGAON | 184040 | VEHEL GAON
07424738 | LnT | 053 | TCPIP_LNT | GSM | Feeder | 6459 | 202 | JATEGAON | 184084 | JATEGAON
00693348 | DLMS-HPL | 076 | TCPIP_DLMS | GSM | Feeder | 6459 | 205 | GIRANADAM | 184040 | VEHEL GAON
00693347 | DLMS-HPL | 076 | TCPIP_DLMS | GSM | Feeder | 6459 | 201 | AMODA | 184040 | VEHEL GAON
00567727 | DLMS-HPL | 076 | TCPIP_DLMS | GSM | Feeder | 6459 | 206 | JAMDHARI AG | 184279 | SAKORA
00567698 | DLMS-HPL | 076 | TCPIP_DLMS | GSM | Feeder | 6459 | 202 | 11 KV PANJHAN EXPRESS | 184279 | SAKORA
00567657 | DLMS-HPL | 076 | TCPIP_DLMS | GSM | Feeder | 6459 | 201 | 11 KV SAKORA GAOTHAN | 184279 | SAKORA
07424837 | LnT | 053 | TCPIP_LNT | GSM | Feeder | 6459 | 209 | 11KV HISWAL GAOTHAN | 184006 | NANDGAON
17271923 | DLMS-LnT | 053 | TCPIP_LnT_9600 | GSM | Feeder | 6459 | 201 | KASARI | 184091 | BANGAON
08023174 | DLMS-Genus | 065 | TCPIP_DLMS | GSM | Feeder | 6459 | 204 | NASTANPUR | 184257 | NAIDONGARI
08190172 | LnT | 053 | TCPIP_LNT | GSM | Feeder | 6459 | 202 | BANGAON | 184091 | BANGAON
XC413216 | DLMS-Secure | 055 | TCPIP_DLMS | GSM | Feeder | 6459 | 207 | 11KV POKHARI GAOTHAN FEEDER | 184258 | JALGAON (BK)
XE419552 | DLMS-Secure | 055 | TCPIP_DLMS | GSM | Feeder | 6459 | 202 | 11 KV TAHSIL FEEDER | 184295 | 33/11 KV NEW NANDGAON(GANGADHARI) SUBSTATION
XE419889 | DLMS-Secure | 055 | TCPIP_DLMS | GSM | Feeder | 6459 | 201 | 11 KV MARKETYARD FEEDER | 184295 | 33/11 KV NEW NANDGAON(GANGADHARI) SUBSTATION
02892212 | ElsterABT1800 | 057 | TCPIP_ElsterABT1800 | GSM | Feeder | 6459 | 208 | JUNIPER 1-VEHELGAON | 184040 | VEHEL GAON
X1699757 | DLMS-Secure | 055 | TCPIP_DLMS | GSM | Feeder | 6459 | 204 | BHALUR GAOTHAN | 184282 | BHALUR
XC413210 | DLMS-Secure | 055 | TCPIP_DLMS | GSM | Feeder | 6459 | 206 | KASARI NEW | 184258 | JALGAON (BK)
00308390 | DLMS-HPL | 076 | TCPIP_DLMS | GSM | Feeder | 6459 | 204 | SAWARGAON | 184040 | VEHEL GAON
03178709 | LnT | 053 | TCPIP_LNT | GSM | Feeder | 6459 | 205 | HISWAL | 184006 | NANDGAON
14046350 | LnT | 053 | TCPIP_LnT_9600 | GSM | Feeder | 6459 | 202 | CHANDORA | 184257 | NAIDONGARI
14046288 | LnT | 053 | TCPIP_LnT_9600 | GSM | Feeder | 6459 | 203 | NAIDONGARI GAOTHAN | 184257 | NAIDONGARI
MSP41407 | Secure | 055 | TCPIP_Secure | GSM | Feeder | 6459 | 202 | JALGAON GAOTHAN | 184258 | JALGAON (BK)
MSP41385 | Secure | 055 | TCPIP_Secure | GSM | Feeder | 6459 | 203 | DHEKU | 184084 | JATEGAON
MSP41388 | Secure | 055 | TCPIP_Secure | GSM | Feeder | 6459 | 201 | JALGAON AG | 184258 | JALGAON (BK)
14007158 | LnT | 053 | TCPIP_LnT_9600 | GSM | Feeder | 6459 | 204 | WATER SUPPLY EXPRESS | 184258 | JALGAON (BK)
06744447 | LnT | 053 | TCPIP_LNT | GSM | Feeder | 6459 | 203 | 11KV POKHARI AG | 184258 | JALGAON (BK)
07424551 | LnT | 053 | TCPIP_LNT | GSM | Feeder | 6459 | 202 | MANGALANE | 184040 | VEHEL GAON
07424740 | LnT | 053 | TCPIP_LNT | GSM | Feeder | 6459 | 204 | BOLTHAN JATEGAON GAOTHAN | 184084 | JATEGAON
07424824 | LnT | 053 | TCPIP_LNT | GSM | Feeder | 6459 | 206 | KALAMDHARI | 184040 | VEHEL GAON
MSP41400 | Secure | 055 | TCPIP_Secure | GSM | Feeder | 6459 | 201 | BOLTHAN | 184084 | JATEGAON
08190225 | LnT | 053 | TCPIP_LNT | GSM | Feeder | 6459 | 203 | BHALUR | 184091 | BANGAON
08190175 | LnT | 053 | TCPIP_LNT | GSM | Feeder | 6459 | 205 | WADALI | 184091 | BANGAON
03003222 | Genus | 065 | TCPIP_Genus | GSM | Feeder | 6459 | 208 | 11KV PATKHANA | 184006 | NANDGAON
03003343 | Genus | 065 | TCPIP_Genus | GSM | Feeder | 6459 | 206 | WAKHARI | 184006 | NANDGAON
03015858 | Genus | 065 | TCPIP_Genus | GSM | Feeder | 6459 | 207 | SAKORA WAKHARI G | 184006 | NANDGAON
19645907 | DLMS-LnT | 053 | TCPIP_LNT | GSM | Feeder | 6459 | 201 | PARDHADI | 184257 | NAIDONGARI
14046327 | LnT | 053 | TCPIP_LnT_9600 | GSM | Feeder | 6459 | 205 | 11KV BIROLA | 184257 | NAIDONGARI
12627779 | DLMS-LnT | 053 | TCPIP_DLMS | GSM | Feeder | 6459 | 204 | SAKORA | 184006 | NANDGAON
03003942 | Genus | 065 | TCPIP_Genus | GSM | Feeder | 6459 | 204 | TAKALI | 184091 | BANGAON
00380033 | DLMS-HPL | 076 | TCPIP_DLMS | GSM | Feeder | 6441 | 204 | 11 KV KHIRDISATHE | 184025 | RAJAPUR SUB STATION
MSP37602 | Secure | 055 | TCPIP_Secure | GSM | Feeder | 6441 | 205 | 11 KV SINGLE PHASE BOKTE FEEDER | 184207 | GAVANDGAON SUB STATION
MSP35805 | Secure | 055 | TCPIP_Secure | GSM | Feeder | 6441 | 207 | 11 KV PIMPALKHUTE RLY GATE | 184207 | GAVANDGAON SUB STATION
12626726 | DLMS-LnT | 053 | TCPIP_DLMS | GSM | Feeder | 6441 | 202 | 11 KV PIMPALKHUTE | 184207 | GAVANDGAON SUB STATION
07424394 | LnT | 053 | TCPIP_LNT | GSM | Feeder | 6441 | 202 | 11 KV DONGARGAON FEEDER | 184254 | BHARAM SUB STATION
07328099 | LnT | 053 | TCPIP_LNT | GSM | Feeder | 6441 | 204 | 11 KV SHIVAJI NAGAR FEEDER | 184254 | BHARAM SUB STATION
12626838 | DLMS-LnT | 053 | TCPIP_DLMS | GSM | Feeder | 6441 | 203 | 11 KV KAUTKHEDA | 184207 | GAVANDGAON SUB STATION
MSP35803 | Secure | 055 | TCPIP_Secure | GSM | Feeder | 6441 | 206 | 11 KV SINGLE PHASE GARKHEDA | 184207 | GAVANDGAON SUB STATION
07409451 | LnT | 053 | TCPIP_LNT | GSM | Feeder | 6441 | 202 | 11 KV MAMADAPUR | 184025 | RAJAPUR SUB STATION
08190263 | LnT | 053 | TCPIP_LNT | GSM | Feeder | 6441 | 201 | 11 KV LAHIT FEEDER | 184025 | RAJAPUR SUB STATION
14017495 | LnT | 053 | TCPIP_LnT_9600 | GSM | Feeder | 6441 | 204 | 11 KV DHAMODA | 184253 | NAGARSUL SUB STATION
09594101 | LnT | 053 | TCPIP_LnT_9600 | GSM | Feeder | 6441 | 206 | 11 KV ERANDGAON | 184001 | YEOLA ( U ) SUB STATION
07328036 | LnT | 053 | TCPIP_LNT | GSM | Feeder | 6441 | 207 | 11 KV GANGASAGAR EXPRESS FEEDER | 184001 | YEOLA ( U ) SUB STATION
13546788 | DLMS-LnT | 053 | TCPIP_DLMS | GSM | Feeder | 6441 | 201 | 11 KV KHAMGAON | 184207 | GAVANDGAON SUB STATION
18086567 | DLMS-LnT | 053 | TCPIP_DLMS | GSM | Feeder | 6441 | 210 | 11 KV RENDALE GAOTHAN FEEDER | 184253 | NAGARSUL SUB STATION
X1083277 | DLMS-Secure | 055 | TCPIP_DLMS | GSM | Feeder | 6441 | 207 | 11 KV WAIBHOTI FEEDER | 184253 | NAGARSUL SUB STATION
X1094808 | DLMS-Secure | 055 | TCPIP_DLMS | GSM | Feeder | 6441 | 203 | 11 KV RAJAPUR | 184025 | RAJAPUR SUB STATION
X0953685 | DLMS-Secure | 055 | TCPIP_DLMS | GSM | Feeder | 6441 | 204 | 11 KV EXPRESS | 184207 | GAVANDGAON SUB STATION
17271848 | DLMS-LnT | 053 | TCPIP_DLMS | GSM | Feeder | 6441 | 201 | 11 KV RENDALE FEEDER | 184253 | NAGARSUL SUB STATION
08025554 | DLMS-Genus | 065 | TCPIP_DLMS | GSM | Feeder | 6441 | 205 | 11 kV NAGARSUL | 184001 | YEOLA ( U ) SUB STATION
05036860 | DLMS-HPL | 076 | TCPIP_DLMS | GSM | Feeder | 6441 | 202 | 11 kV YEOLA 2 | 184001 | YEOLA ( U ) SUB STATION
04576164 | DLMS-Genus | 065 | TCPIP_DLMS | GSM | Feeder | 6441 | 208 | 11 KV UNDIRWADI FEEDER | 184024 | ANDERSUL SUB STATION
19111790 | DLMS-LnT | 053 | TCPIP_DLMS | GSM | Feeder | 6441 | 211 | 11 KV KUSMADI GAVTHAN | 184253 | NAGARSUL SUB STATION
05036853 | DLMS-HPL | 076 | TCPIP_DLMS | GSM | Feeder | 6441 | 203 | 11 KV ANDERSUL | 184001 | YEOLA ( U ) SUB STATION
08024083 | DLMS-Genus | 065 | TCPIP_DLMS | GSM | Feeder | 6441 | 206 | 11 KV HT EXPRESS | 184024 | ANDERSUL SUB STATION
14017479 | LnT | 053 | TCPIP_LnT_9600 | GSM | Feeder | 6441 | 206 | 11 KV KUSUR (New Ankai ) | 184253 | NAGARSUL SUB STATION
14017432 | LnT | 053 | TCPIP_LnT_9600 | GSM | Feeder | 6441 | 208 | KOLGAON NEW INFRA-II | 184253 | NAGARSUL SUB STATION
00380021 | DLMS-HPL | 076 | TCPIP_DLMS | GSM | Feeder | 6441 | 205 | 11 KV NAGADE GAOTHAN | 184024 | ANDERSUL SUB STATION
00308879 | DLMS-HPL | 076 | TCPIP_DLMS | GSM | Feeder | 6441 | 209 | 11 KV EXPRESS (PWW) | 184001 | YEOLA ( U ) SUB STATION
07327913 | LnT | 053 | TCPIP_LNT | GSM | Feeder | 6441 | 201 | 11 KV YEOLA 1 | 184001 | YEOLA ( U ) SUB STATION
00309597 | DLMS-HPL | 076 | TCPIP_DLMS | GSM | Feeder | 6441 | 208 | 11 KV YEOLA - 3 | 184001 | YEOLA ( U ) SUB STATION
07425321 | LnT | 053 | TCPIP_LNT | GSM | Feeder | 6441 | 204 | 11 KV BADAPUR | 184001 | YEOLA ( U ) SUB STATION
07424523 | LnT | 053 | TCPIP_LNT | GSM | Feeder | 6441 | 203 | 11 KV BILONI FEEDER | 184254 | BHARAM SUB STATION
08189908 | LnT | 053 | TCPIP_LNT | GSM | Feeder | 6441 | 202 | 11 KV OLD ANKAI FEEDER | 184253 | NAGARSUL SUB STATION
MSP35741 | Secure | 055 | TCPIP_Secure | GSM | Feeder | 6441 | 201 | 11 KV BHULEGAON FEEDER | 184024 | ANDERSUL SUB STATION
00567697 | DLMS-HPL | 076 | TCPIP_DLMS | GSM | Feeder | 6441 | 207 | 11 KV SAIGAON FEEDER | 184024 | ANDERSUL SUB STATION
00567726 | DLMS-HPL | 076 | TCPIP_DLMS | GSM | Feeder | 6441 | 203 | 11 KV MATULTHAN FEEDER | 184253 | NAGARSUL SUB STATION
08024162 | DLMS-Genus | 065 | TCPIP_DLMS | GSM | Feeder | 6441 | 205 | 11 KV NAGARSUL GAOTHAN & SHIWAR | 184253 | NAGARSUL SUB STATION
00567744 | DLMS-HPL | 076 | TCPIP_DLMS | GSM | Feeder | 6441 | 209 | 11 KV ANDERSUL GAOTHAN | 184024 | ANDERSUL SUB STATION
Q0592098 | DLMS-Secure | 055 | TCPIP_DLMS | GSM | Feeder | 6441 | 207 | JUNIPER 2 | 184025 | RAJAPUR SUB STATION
15197050 | LnT | 053 | TCPIP_LnT_9600 | GSM | Feeder | 6441 | 206 | 11KV ASHWAMEDH EXPRESS FEEDER | 184254 | BHARAM SUB STATION
05161891 | DLMS-HPL | 076 | TCPIP_DLMS | GSM | Feeder | 6441 | 202 | 11 KV DUGALGAON | 184024 | ANDERSUL SUB STATION
05161895 | DLMS-HPL | 076 | TCPIP_DLMS | GSM | Feeder | 6441 | 203 | 11 KV RAHADI FEEDER | 184024 | ANDERSUL SUB STATION
05162557 | DLMS-HPL | 076 | TCPIP_DLMS | GSM | Feeder | 6441 | 204 | 11 KV NAGADE SDT | 184024 | ANDERSUL SUB STATION
05037027 | DLMS-HPL | 076 | TCPIP_DLMS | GSM | Feeder | 6441 | 201 | 11 KV BHARAM FEEDER | 184254 | BHARAM SUB STATION
Q0804126 | DLMS-Secure | 055 | TCPIP_DLMS | GSM | Feeder | 6441 | 206 | JUNIPER 1 | 184025 | RAJAPUR SUB STATION
08025552 | DLMS-Genus | 065 | TCPIP_DLMS | GSM | Feeder | 5291 | 207 | 11KV NIMGAON NEW FEEDER | 184225 | 33 / 11 KV CHICHONDI
07328251 | LnT | 053 | TCPIP_LNT | GSM | Feeder | 5291 | 204 | DATTAWADI | 184060 | JALGAON NEUR
14046414 | LnT | 053 | TCPIP_LnT_9600 | GSM | Feeder | 5291 | 203 | ADGAON(VK) | 184275 | VIKHARNI
00567734 | DLMS-HPL | 076 | TCPIP_DLMS | GSM | Feeder | 5291 | 202 | 11KV NANDUR SWGN | 184292 | 33/11KV SAWARGAON SUBSTATION
00693339 | DLMS-HPL | 076 | TCPIP_DLMS | GSM | Feeder | 5291 | 206 | 11KV MAHALKHEDA NEW FDR | 184224 | 33 / 11 KV MUKHED
00693337 | DLMS-HPL | 076 | TCPIP_DLMS | GSM | Feeder | 5291 | 201 | 11KV SAWARGAON FEEDER SWGN | 184292 | 33/11KV SAWARGAON SUBSTATION
00567675 | DLMS-HPL | 076 | TCPIP_DLMS | GSM | Feeder | 5291 | 205 | DHULGAON | 184060 | JALGAON NEUR
05162421 | DLMS-HPL | 076 | TCPIP_DLMS | GSM | Feeder | 5291 | 203 | EXPRESS | 184032 | PATODA
05161893 | DLMS-HPL | 076 | TCPIP_DLMS | GSM | Feeder | 5291 | 205 | SHIRASGAON | 184032 | PATODA
05162555 | DLMS-HPL | 076 | TCPIP_DLMS | GSM | Feeder | 5291 | 201 | PATODA | 184032 | PATODA
05161894 | DLMS-HPL | 076 | TCPIP_DLMS | GSM | Feeder | 5291 | 206 | SATARE | 184060 | JALGAON NEUR
05161892 | DLMS-HPL | 076 | TCPIP_DLMS | GSM | Feeder | 5291 | 204 | 11 KV ANGANGAON-AG-SDT | 184225 | 33 / 11 KV CHICHONDI
05037684 | DLMS-HPL | 076 | TCPIP_DLMS | GSM | Feeder | 5291 | 207 | SHIRASGAON(JN) | 184060 | JALGAON NEUR
14046396 | LnT | 053 | TCPIP_LnT_9600 | GSM | Feeder | 5291 | 202 | VISAPUR | 184275 | VIKHARNI
14017570 | LnT | 053 | TCPIP_LnT_9600 | GSM | Feeder | 5291 | 204 | KANADI | 184275 | VIKHARNI
14017578 | LnT | 053 | TCPIP_LnT_9600 | GSM | Feeder | 5291 | 201 | VIKHARNI GAOTHAN | 184275 | VIKHARNI
08026732 | DLMS-Genus | 065 | TCPIP_DLMS | GSM | Feeder | 5291 | 207 | NILKHERE | 184032 | PATODA
XF470623 | DLMS-Secure | 055 | TCPIP_DLMS | GSM | Feeder | 5291 | 209 | 11KV JANGLIDAS MAHARAJ ASHRAM | 184060 | JALGAON NEUR
08025556 | DLMS-Genus | 065 | TCPIP_DLMS | GSM | Feeder | 5291 | 205 | 11KV DATTAWADI | 184224 | 33 / 11 KV MUKHED
17271925 | DLMS-LnT | 053 | TCPIP_DLMS | GSM | Feeder | 5291 | 201 | MUKHED | 184060 | JALGAON NEUR
14046420 | LnT | 053 | TCPIP_LnT_9600 | GSM | Feeder | 5291 | 205 | KATARNI | 184275 | VIKHARNI
14046287 | LnT | 053 | TCPIP_LnT_9600 | GSM | Feeder | 5291 | 207 | 11KV AMBEGAON AG SDT | 184275 | VIKHARNI
X1959295 | DLMS-Secure | 055 | TCPIP_DLMS | GSM | Feeder | 5291 | 203 | 11KV M.I.D.C. | 184225 | 33 / 11 KV CHICHONDI
XB489344 | DLMS-Secure | 055 | TCPIP_DLMS | GSM | Feeder | 5291 | 203 | 11 KV KOTAMGAON | 184281 | 33/11 KV KOTAMGAON
XB489343 | DLMS-Secure | 055 | TCPIP_DLMS | GSM | Feeder | 5291 | 201 | 11 KV ADGAON | 184281 | 33/11 KV KOTAMGAON
XB489571 | DLMS-Secure | 055 | TCPIP_DLMS | GSM | Feeder | 5291 | 202 | 11KV UNDIRWADI | 184281 | 33/11 KV KOTAMGAON
12626841 | DLMS-LnT | 053 | TCPIP_DLMS | GSM | Feeder | 5291 | 206 | GORAKHNAGAR | 184090 | TANDULWADI
03016423 | Genus | 065 | TCPIP_Genus | GSM | Feeder | 5291 | 204 | THANGAON | 184032 | PATODA
08189929 | LnT | 053 | TCPIP_LNT | GSM | Feeder | 5291 | 202 | 11KV DESHMANE | 184224 | 33 / 11 KV MUKHED
08190272 | LnT | 053 | TCPIP_LNT | GSM | Feeder | 5291 | 201 | 11 KV ANKUTE | 184090 | TANDULWADI
08190215 | LnT | 053 | TCPIP_LNT | GSM | Feeder | 5291 | 201 | 11 KV SATALI | 184225 | 33 / 11 KV CHICHONDI
07424836 | LnT | 053 | TCPIP_LNT | GSM | Feeder | 5291 | 202 | 11KV NIMGAON | 184225 | 33 / 11 KV CHICHONDI
07425122 | LnT | 053 | TCPIP_LNT | GSM | Feeder | 5291 | 204 | ANTARVELLI | 184090 | TANDULWADI
07424484 | LnT | 053 | TCPIP_LNT | GSM | Feeder | 5291 | 205 | SAWARGAON | 184090 | TANDULWADI
07326286 | LnT | 053 | TCPIP_LNT | GSM | Feeder | 5291 | 208 | PATODA GAVTHAN | 184032 | PATODA
00567650 | DLMS-HPL | 076 | TCPIP_DLMS | GSM | Feeder | 5291 | 201 | 11KV MUKHED | 184224 | 33 / 11 KV MUKHED
08023171 | DLMS-Genus | 065 | TCPIP_DLMS | GSM | Feeder | 5291 | 203 | 11KV SATYEGAON | 184224 | 33 / 11 KV MUKHED
08025555 | DLMS-Genus | 065 | TCPIP_LnT_9600 | GSM | Feeder | 5291 | 209 | SOMTHANDESH | 184032 | PATODA
08025549 | DLMS-Genus | 065 | TCPIP_LnT_9600 | GSM | Feeder | 5291 | 210 | 11KV RAMMANDIR | 184032 | PATODA
X1094825 | DLMS-Secure | 055 | TCPIP_DLMS | GSM | Feeder | 5291 | 205 | 11KV ERANDGAON | 184225 | 33 / 11 KV CHICHONDI
08190277 | LnT | 053 | TCPIP_LNT | GSM | Feeder | 5291 | 202 | TANDULWADI | 184090 | TANDULWADI
08190194 | LnT | 053 | TCPIP_LNT | GSM | Feeder | 5291 | 202 | JALGAON | 184060 | JALGAON NEUR
08190276 | LnT | 053 | TCPIP_LNT | GSM | Feeder | 5291 | 203 | KASARKHEDE | 184090 | TANDULWADI
08025551 | DLMS-Genus | 065 | TCPIP_DLMS | GSM | Feeder | 5436 | 205 | NAMPUR | 184008 | 33/11 KV NAMPUR
17271747 | DLMS-LnT | 053 | TCPIP_DLMS | GSM | Feeder | 5436 | 206 | MOHLANGI ( G ) | 184261 | 33 /11 KV MULHER
XB489346 | DLMS-Secure | 055 | TCPIP_DLMS | GSM | Feeder | 5436 | 203 | 11KV NEW KOTBEL | 184284 | 33/11 KV KUPKHEDA SUBSTATION
X1094801 | DLMS-Secure | 055 | TCPIP_DLMS | GSM | Feeder | 5436 | 208 | RATIR | 184008 | 33/11 KV NAMPUR
05162424 | DLMS-HPL | 076 | TCPIP_DLMS | GSM | Feeder | 5436 | 203 | 11 KV PARNER | 184216 | 33/11 KV KARANJAD
00693335 | DLMS-HPL | 076 | TCPIP_DLMS | GSM | Feeder | 5436 | 201 | ANTAPUR G | 184261 | 33 /11 KV MULHER
00279116 | DLMS-HPL | 076 | TCPIP_DLMS | GSM | Feeder | 5436 | 202 | UTARANE | 184093 | 33/11 KV TEMBHE
17271850 | DLMS-LnT | 053 | TCPIP_DLMS | GSM | Feeder | 5436 | 207 | WAGHAMBA AG | 184261 | 33 /11 KV MULHER
10009509 | LnT | 053 | TCPIP_LnT_9600 | GSM | Feeder | 5436 | 202 | AMBASAN AG | 184008 | 33/11 KV NAMPUR
03003963 | Genus | 065 | TCPIP_Genus | GSM | Feeder | 5436 | 206 | IJMANE | 184093 | 33/11 KV TEMBHE
00567688 | DLMS-HPL | 076 | TCPIP_DLMS | GSM | Feeder | 5436 | 204 | ANTAPUR AG | 184261 | 33 /11 KV MULHER
00693340 | DLMS-HPL | 076 | TCPIP_DLMS | GSM | Feeder | 5436 | 208 | MORANE DIGAR | 184261 | 33 /11 KV MULHER
XC413607 | DLMS-Secure | 055 | TCPIP_DLMS | GSM | Feeder | 5436 | 201 | 11 KV RAMTIR | 184284 | 33/11 KV KUPKHEDA SUBSTATION
14030461 | LnT | 053 | TCPIP_LnT_9600 | GSM | Feeder | 5436 | 205 | 11 KV NEW NITANE | 184216 | 33/11 KV KARANJAD
14046293 | LnT | 053 | TCPIP_LnT_9600 | GSM | Feeder | 5436 | 205 | 11KV PAWAD DEV | 184099 | 33/11 KV ASKHEDA
14030507 | LnT | 053 | TCPIP_LnT_9600 | GSM | Feeder | 5436 | 204 | 11 KV PINGALWADE | 184216 | 33/11 KV KARANJAD
08190177 | LnT | 053 | TCPIP_LNT | GSM | Feeder | 5436 | 210 | MORANE | 184008 | 33/11 KV NAMPUR
05036808 | DLMS-HPL | 076 | TCPIP_DLMS | GSM | Feeder | 5436 | 203 | KHALCHE TEMBHE | 184093 | 33/11 KV TEMBHE
05036859 | DLMS-HPL | 076 | TCPIP_DLMS | GSM | Feeder | 5436 | 201 | CHIRAI | 184093 | 33/11 KV TEMBHE
17271888 | DLMS-LnT | 053 | TCPIP_DLMS | GSM | Feeder | 5436 | 203 | JAIKHEDA AG | 184046 | 33/11 KV JAIKHEDA
00567655 | DLMS-HPL | 076 | TCPIP_DLMS | GSM | Feeder | 5436 | 206 | SOMPUR AG | 184046 | 33/11 KV JAIKHEDA
12626279 | DLMS-LnT | 053 | TCPIP_DLMS | GSM | Feeder | 5436 | 205 | TALWADE | 184093 | 33/11 KV TEMBHE
X0494508 | DLMS-Secure | 055 | TCPIP_DLMS | GSM | Feeder | 5436 | 202 | 11 KV NANDIN | 184285 | 33 KV/ 11 KV TANDULWADI
X0494591 | DLMS-Secure | 055 | TCPIP_DLMS | GSM | Feeder | 5436 | 201 | 11 KV NEW TANDULWADI | 184285 | 33 KV/ 11 KV TANDULWADI
X0457457 | DLMS-Secure | 055 | TCPIP_DLMS | GSM | Feeder | 5436 | 203 | 11 KV NEW SOMPUR | 184285 | 33 KV/ 11 KV TANDULWADI
07326437 | LnT | 053 | TCPIP_LNT | GSM | Feeder | 5436 | 205 | ALIYABAD ( G ) | 184261 | 33 /11 KV MULHER
07409134 | LnT | 053 | TCPIP_LNT | GSM | Feeder | 5436 | 202 | ALIYABAD AG | 184261 | 33 /11 KV MULHER
07409414 | LnT | 053 | TCPIP_LNT | GSM | Feeder | 5436 | 205 | DAREGOAN | 184007 | 33/11 KV TAHARABAD
07424459 | LnT | 053 | TCPIP_LNT | GSM | Feeder | 5436 | 206 | TAHARABAD G | 184007 | 33/11 KV TAHARABAD
07409412 | LnT | 053 | TCPIP_LNT | GSM | Feeder | 5436 | 201 | MANGITUNGI | 184007 | 33/11 KV TAHARABAD
00279194 | DLMS-HPL | 076 | TCPIP_DLMS | GSM | Feeder | 5436 | 202 | BRAMHANPADA | 184046 | 33/11 KV JAIKHEDA
07409371 | LnT | 053 | TCPIP_LNT | GSM | Feeder | 5436 | 201 | ASKHEDA | 184099 | 33/11 KV ASKHEDA
00279141 | DLMS-HPL | 076 | TCPIP_DLMS | GSM | Feeder | 5436 | 204 | PADGHAN | 184046 | 33/11 KV JAIKHEDA
07328290 | LnT | 053 | TCPIP_LNT | GSM | Feeder | 5436 | 203 | SHRIPURWADE | 184099 | 33/11 KV ASKHEDA
10009522 | LnT | 053 | TCPIP_LnT_9600 | GSM | Feeder | 5436 | 203 | MOHLANGI AG | 184261 | 33 /11 KV MULHER
14046302 | LnT | 053 | TCPIP_LnT_9600 | GSM | Feeder | 5436 | 202 | GORANE | 184099 | 33/11 KV ASKHEDA
14030451 | LnT | 053 | TCPIP_LnT_9600 | GSM | Feeder | 5436 | 204 | 11 KV RAJPURPANDE | 184099 | 33/11 KV ASKHEDA
07409413 | LnT | 053 | TCPIP_LNT | GSM | Feeder | 5436 | 204 | BILPURI | 184093 | 33/11 KV TEMBHE
12627772 | DLMS-LnT | 053 | TCPIP_DLMS | GSM | Feeder | 5436 | 203 | KHIRMANI | 184008 | 33/11 KV NAMPUR
12627780 | DLMS-LnT | 053 | TCPIP_DLMS | GSM | Feeder | 5436 | 209 | AMBASAN G | 184008 | 33/11 KV NAMPUR
07326421 | LnT | 053 | TCPIP_LNT | GSM | Feeder | 5436 | 208 | JAIKHEDA G | 184046 | 33/11 KV JAIKHEDA
17271961 | DLMS-LnT | 053 | TCPIP_Secure | GSM | Feeder | 5436 | 204 | HARANBARI | 184007 | 33/11 KV TAHARABAD
06599388 | LnT | 053 | TCPIP_LNT | GSM | Feeder | 5436 | 206 | OLD TEMBHE | 184008 | 33/11 KV NAMPUR
03003968 | Genus | 065 | TCPIP_Genus | GSM | Feeder | 5436 | 207 | KATARWEL | 184007 | 33/11 KV TAHARABAD
03002305 | Genus | 065 | TCPIP_Genus | GSM | Feeder | 5436 | 202 | 11 KV KARANJAD | 184216 | 33/11 KV KARANJAD
03003250 | Genus | 065 | TCPIP_Genus | GSM | Feeder | 5436 | 205 | EKALAHARE | 184046 | 33/11 KV JAIKHEDA
03003281 | Genus | 065 | TCPIP_Genus | GSM | Feeder | 5436 | 209 | JAIPUR AG | 184046 | 33/11 KV JAIKHEDA
12627105 | DLMS-LnT | 053 | TCPIP_LnT_9600 | GSM | Feeder | 5436 | 207 | VAYGAON | 184008 | 33/11 KV NAMPUR
00308387 | DLMS-HPL | 076 | TCPIP_DLMS | GSM | Feeder | 5436 | 202 | MUNGASE | 184007 | 33/11 KV TAHARABAD
XB489347 | DLMS-Secure | 055 | TCPIP_DLMS | GSM | Feeder | 5436 | 202 | 11 KV STONE CRASHER EXPRESS | 184284 | 33/11 KV KUPKHEDA SUBSTATION
00279125 | DLMS-HPL | 076 | TCPIP_DLMS | GSM | Feeder | 5436 | 201 | NITANE | 184046 | 33/11 KV JAIKHEDA
MSP35742 | Secure | 055 | TCPIP_Secure | GSM | Feeder | 5436 | 201 | DYANE | 184008 | 33/11 KV NAMPUR
07424867 | LnT | 053 | TCPIP_LNT | GSM | Feeder | 5479 | 205 | VIRGAON | 184037 | VIRGAON
08190251 | LnT | 053 | TCPIP_LNT | GSM | Feeder | 5479 | 201 | MAHAL PATNE | 184259 | Mahal Patne
08190204 | LnT | 053 | TCPIP_LNT | GSM | Feeder | 5479 | 204 | DEOPURPADE 1PH | 184259 | Mahal Patne
08190205 | LnT | 053 | TCPIP_LNT | GSM | Feeder | 5479 | 206 | DONGARGAON | 184259 | Mahal Patne
08190257 | LnT | 053 | TCPIP_LNT | GSM | Feeder | 5479 | 209 | PADGHAN | 184259 | Mahal Patne
08190260 | LnT | 053 | TCPIP_LNT | GSM | Feeder | 5479 | 203 | FULENAGAR | 184259 | Mahal Patne
00311188 | DLMS-HPL | 076 | TCPIP_DLMS | GSM | Feeder | 5479 | 204 | BUNDHATE | 184019 | DANGSOUNDANE
00308990 | DLMS-HPL | 076 | TCPIP_DLMS | GSM | Feeder | 5479 | 205 | DANG SAUNDANE GAVTHAN | 184019 | DANGSOUNDANE
00279189 | DLMS-HPL | 076 | TCPIP_DLMS | GSM | Feeder | 5479 | 202 | NIKWEL | 184019 | DANGSOUNDANE
05162423 | DLMS-HPL | 076 | TCPIP_DLMS | GSM | Feeder | 5479 | 205 | NIMBOLA | 184271 | NIMBOLA
X1699777 | DLMS-Secure | 055 | TCPIP_DLMS | GSM | Feeder | 5479 | 203 | MULANE | 188022 | 220 KV SATANA
X1699778 | DLMS-Secure | 055 | TCPIP_DLMS | GSM | Feeder | 5479 | 202 | DODHESHVAR | 188022 | 220 KV SATANA
X1699779 | DLMS-Secure | 055 | TCPIP_DLMS | GSM | Feeder | 5479 | 209 | SHEMALI | 188022 | 220 KV SATANA
00567693 | DLMS-HPL | 076 | TCPIP_DLMS | GSM | Feeder | 5479 | 207 | CHOUNDHANE | 188022 | 220 KV SATANA
X0853592 | DLMS-Secure | 055 | TCPIP_DLMS | GSM | Feeder | 5479 | 202 | VASUL AG | 184236 | WASUL
X0853593 | DLMS-Secure | 055 | TCPIP_DLMS | GSM | Feeder | 5479 | 204 | WAYGAON GAOTHAN | 184098 | AJMERSAUNDANE
X1083278 | DLMS-Secure | 055 | TCPIP_DLMS | GSM | Feeder | 5479 | 202 | VASUL AG | 184259 | Mahal Patne
08190201 | LnT | 053 | TCPIP_LNT | GSM | Feeder | 5479 | 201 | DASANE | 184037 | VIRGAON
14046314 | LnT | 053 | TCPIP_LnT_9600 | GSM | Feeder | 5479 | 202 | 11KV MUNJAWAD AG | 184272 | 33/11 KV KHAMTANE
14017579 | LnT | 053 | TCPIP_LnT_9600 | GSM | Feeder | 5479 | 203 | 11KV NAVEGAON AG | 184272 | 33/11 KV KHAMTANE
14030478 | LnT | 053 | TCPIP_LnT_9600 | GSM | Feeder | 5479 | 201 | NIMBOLA GAOTHAN | 184271 | NIMBOLA
08190202 | LnT | 053 | TCPIP_LNT | GSM | Feeder | 5479 | 204 | AWATHI | 184037 | VIRGAON
07328242 | LnT | 053 | TCPIP_LNT | GSM | Feeder | 5479 | 214 | TILWAN GAOTHAN | 188022 | 220 KV SATANA
05036856 | DLMS-HPL | 076 | TCPIP_DLMS | GSM | Feeder | 5479 | 203 | 11 KV S&P FEEDS EXPRESS FEEDER | 184262 | SATANA S/S
00308471 | DLMS-HPL | 076 | TCPIP_DLMS | GSM | Feeder | 5479 | 203 | SAKODE | 184019 | DANGSOUNDANE
00308998 | DLMS-HPL | 076 | TCPIP_DLMS | GSM | Feeder | 5479 | 206 | KANHDANE | 184019 | DANGSOUNDANE
14030490 | LnT | 053 | TCPIP_LnT_9600 | GSM | Feeder | 5479 | 201 | 11 kV KHAMTANE GAOTHAN | 184272 | 33/11 KV KHAMTANE
08190203 | LnT | 053 | TCPIP_LNT | GSM | Feeder | 5479 | 207 | VIRGAON PADE | 184037 | VIRGAON
14030484 | LnT | 053 | TCPIP_LnT_9600 | GSM | Feeder | 5479 | 204 | 11KV MALGAON AG | 184272 | 33/11 KV KHAMTANE
07409194 | LnT | 053 | TCPIP_LNT | GSM | Feeder | 5479 | 207 | PAHADESHWAR | 184098 | AJMERSAUNDANE
07409193 | LnT | 053 | TCPIP_LNT | GSM | Feeder | 5479 | 206 | ARAI AG | 184098 | AJMERSAUNDANE
07328259 | LnT | 053 | TCPIP_LNT | GSM | Feeder | 5479 | 202 | KERSANE | 184037 | VIRGAON
07424720 | LnT | 053 | TCPIP_LNT | GSM | Feeder | 5479 | 202 | CHAUNDHANA- II | 184234 | NIRPUR
MSP41386 | Secure | 055 | TCPIP_Secure | GSM | Feeder | 5479 | 203 | BRAHMANGAON AG | 184236 | WASUL
MSP41392 | Secure | 055 | TCPIP_Secure | GSM | Feeder | 5479 | 201 | NATHBABA AG | 184236 | WASUL
X1251789 | DLMS-Secure | 055 | TCPIP_DLMS | GSM | Feeder | 5479 | 203 | KIKWARI | 184071 | JORAN
X1251772 | DLMS-Secure | 055 | TCPIP_DLMS | GSM | Feeder | 5479 | 202 | MORKURE | 184071 | JORAN
00567733 | DLMS-HPL | 076 | TCPIP_DLMS | GSM | Feeder | 5479 | 206 | DONGREG AG | 184037 | VIRGAON
12627761 | DLMS-LnT | 053 | TCPIP_DLMS | GSM | Feeder | 5479 | 208 | VASUL GAOTHAN | 184259 | Mahal Patne
00380170 | DLMS-HPL | 076 | TCPIP_DLMS | GSM | Feeder | 5479 | 201 | DANG SAUNDANE AG | 184019 | DANGSOUNDANE
07430737 | LnT | 053 | TCPIP_LNT | GSM | Feeder | 5479 | 213 | ARAI GAOTHAN | 188022 | 220 KV SATANA
03003253 | Genus | 065 | TCPIP_Genus | GSM | Feeder | 5479 | 205 | SURANE | 184098 | AJMERSAUNDANE
00309186 | DLMS-HPL | 076 | TCPIP_DLMS | GSM | Feeder | 5479 | 209 | YASHWANT NAGAR | 184014 | LAKHMAPUR
14676389 | DLMS-LnT | 053 | TCPIP_LNT | GSM | Feeder | 5479 | 204 | JORAN GAVTHAN | 184071 | JORAN
07409265 | LnT | 053 | TCPIP_LNT | GSM | Feeder | 5479 | 202 | VATHODA | 184100 | TATANI
07425008 | LnT | 053 | TCPIP_LNT | GSM | Feeder | 5479 | 203 | MANUR | 184100 | TATANI
07424485 | LnT | 053 | TCPIP_LNT | GSM | Feeder | 5479 | 201 | TATANI | 184100 | TATANI
14017541 | LnT | 053 | TCPIP_LnT_9600 | GSM | Feeder | 5479 | 205 | 11KV KAUTIKPADE 1PH | 184272 | 33/11 KV KHAMTANE
08189921 | LnT | 053 | TCPIP_LNT | GSM | Feeder | 5479 | 206 | LAKHAMAPUR G | 184014 | LAKHMAPUR
08190231 | LnT | 053 | TCPIP_LNT | GSM | Feeder | 5479 | 205 | PATHAVA | 184071 | JORAN
17271890 | DLMS-LnT | 053 | TCPIP_DLMS | GSM | Feeder | 5479 | 204 | LAKHAMAPUR AG | 184014 | LAKHMAPUR
14676393 | DLMS-LnT | 053 | TCPIP_DLMS | GSM | Feeder | 5479 | 201 | 11 KV SATANA (U) FEEDER | 184262 | SATANA S/S
12627308 | DLMS-LnT | 053 | TCPIP_DLMS | GSM | Feeder | 5479 | 202 | 11 KV MAHALAXMI FEEDER | 184262 | SATANA S/S
12627106 | DLMS-LnT | 053 | TCPIP_DLMS | GSM | Feeder | 5479 | 210 | DEOPURPADE AG | 184259 | Mahal Patne
17271852 | DLMS-LnT | 053 | TCPIP_DLMS | GSM | Feeder | 5479 | 206 | TALWADE DIGAR | 184071 | JORAN
17271891 | DLMS-LnT | 053 | TCPIP_DLMS | GSM | Feeder | 5479 | 207 | VINCHURE | 184071 | JORAN
17271849 | DLMS-LnT | 053 | TCPIP_DLMS | GSM | Feeder | 5479 | 201 | ARAI | 188022 | 220 KV SATANA
17271851 | DLMS-LnT | 053 | TCPIP_DLMS | GSM | Feeder | 5479 | 210 | PIMPALDR | 188022 | 220 KV SATANA
08025550 | DLMS-Genus | 065 | TCPIP_DLMS | GSM | Feeder | 5479 | 203 | DHANDRI AG | 184014 | LAKHMAPUR
05162552 | DLMS-HPL | 076 | TCPIP_DLMS | GSM | Feeder | 5479 | 202 | DONGARGAON AG 2 | 184271 | NIMBOLA
00567692 | DLMS-HPL | 076 | TCPIP_DLMS | GSM | Feeder | 5479 | 201 | BRAMHANGAON | 184014 | LAKHMAPUR
07409132 | LnT | 053 | TCPIP_LNT | GSM | Feeder | 5479 | 203 | VATAR | 184037 | VIRGAON
10009488 | LnT | 053 | TCPIP_LnT_9600 | GSM | Feeder | 5479 | 207 | GIRNA AG | 184014 | LAKHMAPUR
00308578 | DLMS-HPL | 076 | TCPIP_DLMS | GSM | Feeder | 5479 | 208 | DHANDRI GAOTHAN | 184014 | LAKHMAPUR
07409195 | LnT | 053 | TCPIP_LNT | GSM | Feeder | 5479 | 201 | NIRPUR | 184234 | NIRPUR
07409411 | LnT | 053 | TCPIP_LNT | GSM | Feeder | 5479 | 203 | TARSALI | 184234 | NIRPUR
00380143 | DLMS-HPL | 076 | TCPIP_DLMS | GSM | Feeder | 5479 | 210 | RAMWADI AG | 184014 | LAKHMAPUR
X1251873 | DLMS-Secure | 055 | TCPIP_LNT | GSM | Feeder | 5479 | 201 | JORAN | 184071 | JORAN
X1699758 | DLMS-Secure | 055 | TCPIP_DLMS | GSM | Feeder | 5479 | 206 | TILWAN | 188022 | 220 KV SATANA
08190258 | LnT | 053 | TCPIP_LNT | GSM | Feeder | 5479 | 207 | MAHAL PATNE GAOTHAN | 184259 | Mahal Patne
00310985 | DLMS-HPL | 076 | TCPIP_DLMS | GSM | Feeder | 5479 | 203 | KARHE | 184098 | AJMERSAUNDANE
00310983 | DLMS-HPL | 076 | TCPIP_DLMS | GSM | Feeder | 5479 | 202 | DEOLANE | 184098 | AJMERSAUNDANE
00310982 | DLMS-HPL | 076 | TCPIP_DLMS | GSM | Feeder | 5479 | 201 | KIRAYATWADI | 184098 | AJMERSAUNDANE
12023295 | LnT | 053 | TCPIP_LnT_9600 | GSM | Feeder | 4748 | 201 | BISMILLAH BAG | 184239 | JAFARNAGAR
12628951 | DLMS-LnT | 053 | TCPIP_DLMS | GSM | Feeder | 4748 | 201 | AGRA ROAD | 184023 | GOLDENNAGAR
XB410247 | DLMS-Secure | 055 | NON_AMR_MODEM | GSM | Feeder | 4748 | 206 | 11 KV NAJMABAD | 184047 | AZADNAGAR
XB410250 | DLMS-Secure | 055 | NON_AMR_MODEM | GSM | Feeder | 4748 | 204 | CHANDANPURI | 184047 | AZADNAGAR
XB417268 | DLMS-Secure | 055 | NON_AMR_MODEM | GSM | Feeder | 4748 | 205 | DATAR NAGAR | 184047 | AZADNAGAR
XB410251 | DLMS-Secure | 055 | NON_AMR_MODEM | GSM | Feeder | 4748 | 203 | SHABBIR NAGAR | 184047 | AZADNAGAR
XB410244 | DLMS-Secure | 055 | NON_AMR_MODEM | GSM | Feeder | 4748 | 201 | RAUNAKABAD | 184047 | AZADNAGAR
00693346 | DLMS-HPL | 076 | TCPIP_DLMS | GSM | Feeder | 4748 | 203 | NAWAPURA | 184092 | KILLA
12023317 | LnT | 053 | TCPIP_LnT_9600 | GSM | Feeder | 4748 | 202 | RASULPURA-II NEW | 184240 | PAWARWADI
12023306 | LnT | 053 | TCPIP_LnT_9600 | GSM | Feeder | 4748 | 201 | ABDULLA NAGAR | 184240 | PAWARWADI
14675718 | DLMS-LnT | 053 | NON_AMR_MODEM | GSM | Feeder | 0426 | 208 | 11KV SHIVAJI PUTALA | 184268 | 33/11KV KALLI-KUTTI S/S
XB417171 | DLMS-Secure | 055 | NON_AMR_MODEM | GSM | Feeder | 0426 | 201 | EXPRESS WATER SUPPLY (PWW) | 184044 | OLD POWER HOUSE
XB417243 | DLMS-Secure | 055 | NON_AMR_MODEM | GSM | Feeder | 0426 | 203 | POWER HOUSE | 184044 | OLD POWER HOUSE
XB417170 | DLMS-Secure | 055 | NON_AMR_MODEM | GSM | Feeder | 0426 | 202 | KIDWAI ROAD | 184044 | OLD POWER HOUSE
XB417244 | DLMS-Secure | 055 | NON_AMR_MODEM | GSM | Feeder | 0426 | 205 | MACCHI BAJAR FEEDER | 184044 | OLD POWER HOUSE
12629375 | DLMS-LnT | 053 | TCPIP_DLMS | GSM | Feeder | 4265 | 205 | SANGAMESHVAR | 187008 | 132 KV SOYGAON
12629376 | DLMS-LnT | 053 | TCPIP_DLMS | GSM | Feeder | 4265 | 206 | CITY | 187008 | 132 KV SOYGAON
08190182 | LnT | 053 | TCPIP_LNT | GSM | Feeder | 4902 | 201 | 11 KV SPINNING MILL | 184263 | 33/11 KV SAYANE
X0444726 | DLMS-Secure | 055 | TCPIP_DLMS | GSM | Feeder | 4902 | 204 | 11 KV CHIKHALOHOL IND | 184293 | 33/11 KV SAYANE MHADA
XC482282 | DLMS-Secure | 055 | TCPIP_DLMS | GSM | Feeder | 4902 | 201 | 11 KV PAWARWADI | 184286 | 33/11 KV TEXTILE PARK
17272010 | DLMS-LnT | 053 | TCPIP_DLMS | GSM | Feeder | 5461 | 201 | 11 KV SHIRUR | 184219 | 33kV Shirur Tangadi
17272011 | DLMS-LnT | 053 | TCPIP_DLMS | GSM | Feeder | 5461 | 201 | 11KV RAHUD | 184210 | 33KV RAHUD
17272014 | DLMS-LnT | 053 | TCPIP_DLMS | GSM | Feeder | 5461 | 206 | BHAYALE | 184081 | DHODAMBA
17271732 | DLMS-LnT | 053 | TCPIP_DLMS | GSM | Feeder | 5461 | 208 | 11 KV SHELU FEEDER | 184026 | VADALI BHOI
14675540 | DLMS-LnT | 053 | TCPIP_DLMS | GSM | Feeder | 5461 | 204 | PIMPALNARE | 184051 | VADNER BH
14675546 | DLMS-LnT | 053 | TCPIP_DLMS | GSM | Feeder | 5461 | 206 | VADNER GAVTHAN | 184051 | VADNER BH
04576586 | DLMS-Genus | 065 | TCPIP_DLMS | GSM | Feeder | 5461 | 208 | 11KV TISGAON | 184002 | CHANDWAD
00380070 | DLMS-HPL | 076 | TCPIP_DLMS | GSM | Feeder | 5461 | 202 | PAREGAON | 184221 | chikhalambe
XC427330 | DLMS-Secure | 055 | TCPIP_DLMS | GSM | Feeder | 5461 | 205 | 11 KV WADALI PWW | 184144 | 33/11 KV KHADAK-OZAR SUBSTATION
14030470 | DLMS-LnT | 053 | TCPIP_DLMS | GSM | Feeder | 5461 | 209 | 11 KV KHANDERAO MANDIR | 184052 | KAZI-SANGVI
00693305 | DLMS-HPL | 076 | TCPIP_DLMS | GSM | Feeder | 5461 | 201 | PURI | 184026 | VADALI BHOI
07409404 | LnT | 053 | TCPIP_LNT | GSM | Feeder | 5461 | 204 | KAZISANGVI | 184052 | KAZI-SANGVI
07409146 | LnT | 053 | TCPIP_LNT | GSM | Feeder | 5461 | 201 | PANHALE | 184052 | KAZI-SANGVI
08190266 | LnT | 053 | TCPIP_LNT | GSM | Feeder | 5461 | 204 | URDHUL FEEDER | 184089 | JOPUL
08189876 | LnT | 053 | TCPIP_LNT | GSM | Feeder | 5461 | 202 | JOPUL | 184089 | JOPUL
14030487 | LnT | 053 | TCPIP_DLMS | GSM | Feeder | 5461 | 206 | 11 KV VITAVE | 184052 | KAZI-SANGVI
14046300 | LnT | 053 | TCPIP_LnT_9600 | GSM | Feeder | 5461 | 204 | 11 KV BAHADURI FEEDER | 184221 | chikhalambe
14007254 | LnT | 053 | TCPIP_LnT_9600 | GSM | Feeder | 5461 | 204 | 11 KV SUJAL PLAST EXPRESS | 184210 | 33KV RAHUD
17271825 | DLMS-LnT | 053 | TCPIP_DLMS | GSM | Feeder | 5461 | 203 | 11 KV ADGAON | 184219 | 33kV Shirur Tangadi
17272056 | DLMS-LnT | 053 | TCPIP_DLMS | GSM | Feeder | 5461 | 204 | DAREGOAN | 184077 | DUGAON
17271827 | DLMS-LnT | 053 | TCPIP_DLMS | GSM | Feeder | 5461 | 204 | 11 KV TALWADE | 184219 | 33kV Shirur Tangadi
XC447434 | DLMS-Secure | 055 | TCPIP_DLMS | GSM | Feeder | 5461 | 201 | 11 KV KAJALI FEEDER | 184145 | 33/11 KV SHINDE SUBSTATION
XC447432 | DLMS-Secure | 055 | TCPIP_DLMS | GSM | Feeder | 5461 | 204 | 11 KV SHINDE | 184145 | 33/11 KV SHINDE SUBSTATION
XC447433 | DLMS-Secure | 055 | TCPIP_DLMS | GSM | Feeder | 5461 | 202 | 11 KV PURI FEEDER | 184145 | 33/11 KV SHINDE SUBSTATION
XC427353 | DLMS-Secure | 055 | TCPIP_DLMS | GSM | Feeder | 5461 | 202 | 11KV KHADAKJAMB | 184144 | 33/11 KV KHADAK-OZAR SUBSTATION
XC427344 | DLMS-Secure | 055 | TCPIP_DLMS | GSM | Feeder | 5461 | 201 | 11KV KEDRAI DAM | 184144 | 33/11 KV KHADAK-OZAR SUBSTATION
17272039 | DLMS-LnT | 053 | TCPIP_DLMS | GSM | Feeder | 5461 | 201 | GURHALE | 184089 | JOPUL
XC427201 | DLMS-Secure | 055 | TCPIP_DLMS | GSM | Feeder | 5461 | 203 | 11 KV KHADAK OZAR | 184144 | 33/11 KV KHADAK-OZAR SUBSTATION
XC447424 | DLMS-Secure | 055 | TCPIP_DLMS | GSM | Feeder | 5461 | 203 | 11 KV YEVLEWADI | 184145 | 33/11 KV SHINDE SUBSTATION
17271835 | DLMS-LnT | 053 | TCPIP_DLMS | GSM | Feeder | 5461 | 202 | 11KV BHOPANE | 184052 | KAZI-SANGVI
17271931 | DLMS-LnT | 053 | TCPIP_DLMS | GSM | Feeder | 5461 | 202 | 11 KV URDUL AG | 184222 | HIRAPUR
XC427354 | DLMS-Secure | 055 | TCPIP_DLMS | GSM | Feeder | 5461 | 204 | 11 KV NARAYANGAON | 184144 | 33/11 KV KHADAK-OZAR SUBSTATION
18086659 | DLMS-LnT | 053 | TCPIP_LnT_9600 | GSM | Feeder | 5461 | 207 | AHERKHEDA GAOTHAN | 184077 | DUGAON
18086670 | DLMS-LnT | 053 | TCPIP_LnT_9600 | GSM | Feeder | 5461 | 206 | DUGAON GAOTHAN | 184077 | DUGAON
08025753 | DLMS-Genus | 065 | TCPIP_DLMS | GSM | Feeder | 5461 | 203 | 11 KV DHAYNE | 184221 | chikhalambe
18205127 | DLMS-LnT | 053 | TCPIP_DLMS | GSM | Feeder | 5461 | 207 | 11KV PARSUL | 184002 | CHANDWAD
X1714030 | DLMS-Secure | 055 | TCPIP_DLMS | GSM | Feeder | 5461 | 208 | 11 KV DIGHWAD GAOTHAN | 184052 | KAZI-SANGVI
04576511 | DLMS-Genus | 065 | TCPIP_DLMS | GSM | Feeder | 5461 | 206 | 11KV HIVARKHEDA | 184002 | CHANDWAD
04576934 | DLMS-Genus | 065 | TCPIP_DLMS | GSM | Feeder | 5461 | 203 | 11KV MANMAD ROAD | 184002 | CHANDWAD
X1901209 | DLMS-Secure | 055 | TCPIP_DLMS | GSM | Feeder | 5461 | 204 | 11KV TAKALI VINCHUR | 184301 | 33/11 KV WAHEGOAN
X1901201 | DLMS-Secure | 055 | TCPIP_DLMS | GSM | Feeder | 5461 | 203 | 11KV KALKHODE | 184301 | 33/11 KV WAHEGOAN
XC427332 | DLMS-Secure | 055 | TCPIP_DLMS | GSM | Feeder | 5461 | 206 | 11 KV KHADAK OZAR GAOTHAN | 184144 | 33/11 KV KHADAK-OZAR SUBSTATION
07328199 | LnT | 053 | TCPIP_LNT | GSM | Feeder | 5461 | 203 | PAREGAON | 184081 | DHODAMBA
17271930 | DLMS-LnT | 053 | TCPIP_DLMS | GSM | Feeder | 5461 | 203 | 11kV Wadgaon | 184220 | 33kV Wadgaon Pangu
17271929 | DLMS-LnT | 053 | TCPIP_DLMS | GSM | Feeder | 5461 | 202 | 11 KV TALEGAON(R) | 184220 | 33kV Wadgaon Pangu
17271855 | DLMS-LnT | 053 | TCPIP_DLMS | GSM | Feeder | 5461 | 201 | 11kV Katerwadi | 184220 | 33kV Wadgaon Pangu
17272063 | LnT | 053 | TCPIP_DLMS | GSM | Feeder | 5461 | 201 | CHANDWAD | 184002 | CHANDWAD
12627766 | DLMS-LnT | 053 | TCPIP_DLMS | GSM | Feeder | 5461 | 202 | DHONDGAVAN | 184051 | VADNER BH
XB462637 | DLMS-Secure | 055 | TCPIP_DLMS | GSM | Feeder | 5461 | 208 | OSIYA EXPRESS | 184081 | DHODAMBA
04576434 | DLMS-Genus | 065 | TCPIP_DLMS | GSM | Feeder | 5461 | 204 | 11KV NANHAVE | 184002 | CHANDWAD
08190238 | LnT | 053 | TCPIP_LNT | GSM | Feeder | 5461 | 205 | RAJEDERWADI | 184002 | CHANDWAD
17272055 | DLMS-LnT | 053 | TCPIP_DLMS | GSM | Feeder | 5461 | 202 | BHADANE | 184077 | DUGAON
17272013 | DLMS-LnT | 053 | TCPIP_DLMS | GSM | Feeder | 5461 | 204 | DAHYANE | 184081 | DHODAMBA
17271836 | DLMS-LnT | 053 | TCPIP_DLMS | GSM | Feeder | 5461 | 203 | 11KV PATE FEEDER | 184052 | KAZI-SANGVI
17271853 | DLMS-LnT | 053 | TCPIP_DLMS | GSM | Feeder | 5461 | 201 | 11 KV PIMPALAD | 184222 | HIRAPUR
17271854 | DLMS-LnT | 053 | TCPIP_DLMS | GSM | Feeder | 5461 | 203 | 11 KV HIRAPUR | 184222 | HIRAPUR
17272038 | DLMS-LnT | 053 | TCPIP_DLMS | GSM | Feeder | 5461 | 208 | Daraswadi Dam | 184089 | JOPUL
X1304728 | DLMS-Secure | 055 | TCPIP_DLMS | GSM | Feeder | 5461 | 201 | 11KV WAKI | 184301 | 33/11 KV WAHEGOAN
19858653 | DLMS-LnT | 053 | TCPIP_DLMS | GSM | Feeder | 5461 | 205 | 11 KV BAHADURI GAOTHAN | 184221 | chikhalambe
X1304718 | DLMS-Secure | 055 | TCPIP_DLMS | GSM | Feeder | 5461 | 202 | 11 KV WAHEGOAN | 184301 | 33/11 KV WAHEGOAN
X1901197 | DLMS-Secure | 055 | TCPIP_DLMS | GSM | Feeder | 5461 | 206 | 11 KV REDGOAN | 184301 | 33/11 KV WAHEGOAN
17272057 | DLMS-LnT | 053 | TCPIP_DLMS | GSM | Feeder | 5461 | 205 | KALAMDARE | 184210 | 33KV RAHUD
17271823 | DLMS-LnT | 053 | TCPIP_DLMS | GSM | Feeder | 5461 | 201 | EKRUKHE | 184221 | chikhalambe
17271826 | DLMS-LnT | 053 | TCPIP_DLMS | GSM | Feeder | 5461 | 204 | BHATGAON | 184026 | VADALI BHOI
17272008 | DLMS-LnT | 053 | TCPIP_DLMS | GSM | Feeder | 5461 | 202 | Uswad | 184210 | 33KV RAHUD
17272012 | DLMS-LnT | 053 | TCPIP_DLMS | GSM | Feeder | 5461 | 202 | 11 KV ASARKHEDE | 184219 | 33kV Shirur Tangadi
17272053 | DLMS-LnT | 053 | TCPIP_DLMS | GSM | Feeder | 5461 | 203 | 11kV Dongargaon | 184210 | 33KV RAHUD
04576821 | DLMS-Genus | 065 | TCPIP_DLMS | GSM | Feeder | 0442 | 213 | GRAMIN RUGNALAY | 184031 | 33/11 kV LASALGAON
14017526 | LnT | 053 | TCPIP_LnT_9600 | GSM | Feeder | 0442 | 204 | MIDC | 184073 | 33/11 kV VINCHUR
X1094793 | DLMS-Secure | 055 | TCPIP_DLMS | GSM | Feeder | 0442 | 205 | LASALGAON U | 184031 | 33/11 kV LASALGAON
04576760 | DLMS-Genus | 065 | TCPIP_DLMS | GSM | Feeder | 0442 | 210 | 11 kv aishwarya express | 184031 | 33/11 kV LASALGAON
14796278 | ElsterABT1800 | 057 | TCPIP_ElsterABT1800 | GSM | Feeder | 0442 | 211 | 11 KV SOLAR FEEDER | 184031 | 33/11 kV LASALGAON
13546808 | DLMS-LnT | 053 | TCPIP_DLMS | GSM | Feeder | 0442 | 205 | BRAHAMANGAON VANAS | 184229 | 33/11 kV kh.malegaon
17272040 | DLMS-LnT | 053 | TCPIP_DLMS | GSM | Feeder | 0442 | 201 | 11KV Gondegaon | 184227 | 33/11 kV Maralgoi
17272042 | DLMS-LnT | 053 | TCPIP_DLMS | GSM | Feeder | 0442 | 203 | 11 KV SAROLA | 184229 | 33/11 kV kh.malegaon
17271857 | DLMS-LnT | 053 | TCPIP_DLMS | GSM | Feeder | 0442 | 202 | 11 KV KHADAK MALEGAON | 184229 | 33/11 kV kh.malegaon
17271856 | DLMS-LnT | 053 | TCPIP_DLMS | GSM | Feeder | 0442 | 202 | 11KV Shivapur | 184227 | 33/11 kV Maralgoi
08025451 | DLMS-Genus | 065 | TCPIP_DLMS | GSM | Feeder | 0442 | 211 | 11 kV Canol feeder | 184005 | 33/11 KV DEOGAON
08025755 | DLMS-Genus | 065 | TCPIP_DLMS | GSM | Feeder | 0442 | 202 | DEOGAON | 184005 | 33/11 KV DEOGAON
08023933 | DLMS-Genus | 065 | TCPIP_DLMS | GSM | Feeder | 0442 | 204 | KH ZUNGE | 184005 | 33/11 KV DEOGAON
08023965 | DLMS-Genus | 065 | TCPIP_DLMS | GSM | Feeder | 0442 | 206 | RUI | 184005 | 33/11 KV DEOGAON
08023972 | DLMS-Genus | 065 | TCPIP_DLMS | GSM | Feeder | 0442 | 212 | 11 kV Tukaram Baba | 184005 | 33/11 KV DEOGAON
00382433 | DLMS-HPL | 076 | TCPIP_DLMS | GSM | Feeder | 0442 | 201 | MARALGOI | 184005 | 33/11 KV DEOGAON
04576608 | DLMS-Genus | 065 | TCPIP_DLMS | GSM | Feeder | 0442 | 207 | Dongargaon | 184073 | 33/11 kV VINCHUR
XG477000 | DLMS-Secure | 055 | TCPIP_DLMS | GSM | Feeder | 0442 | 201 | 11 KV WAKAD | 184290 | 33/11 KV KANALAD
XG477013 | DLMS-Secure | 055 | TCPIP_DLMS | GSM | Feeder | 0442 | 202 | 11 KV KANALAD | 184290 | 33/11 KV KANALAD
XG476976 | DLMS-Secure | 055 | TCPIP_DLMS | GSM | Feeder | 0442 | 203 | 11 KV KOLGAON | 184290 | 33/11 KV KANALAD
19858697 | DLMS-LnT | 053 | TCPIP_DLMS | GSM | Feeder | 0442 | 205 | NANDGAON | 184005 | 33/11 KV DEOGAON
08023945 | DLMS-Genus | 065 | TCPIP_DLMS | GSM | Feeder | 0442 | 203 | MANORI | 184005 | 33/11 KV DEOGAON
04576890 | DLMS-Genus | 065 | TCPIP_DLMS | GSM | Feeder | 0442 | 212 | 11 KV DRIP INDIA | 184031 | 33/11 kV LASALGAON
04576560 | DLMS-Genus | 065 | TCPIP_DLMS | GSM | Feeder | 0442 | 206 | 11KV KSHIRSAGAR EXPRESS | 184229 | 33/11 kV kh.malegaon
04576468 | DLMS-Genus | 065 | TCPIP_DLMS | GSM | Feeder | 0442 | 207 | 11 KV MAHADEV NAGAR FEEDER | 184005 | 33/11 KV DEOGAON
04576246 | DLMS-Genus | 065 | TCPIP_DLMS | GSM | Feeder | 0442 | 208 | Dhanora | 184005 | 33/11 KV DEOGAON
04576325 | DLMS-Genus | 065 | TCPIP_DLMS | GSM | Feeder | 0442 | 204 | 11 KV VANASGAON | 184229 | 33/11 kV kh.malegaon
00567578 | DLMS-HPL | 076 | TCPIP_DLMS | GSM | Feeder | 0442 | 202 | KOTAMGAON | 184031 | 33/11 kV LASALGAON
14017522 | LnT | 053 | TCPIP_LnT_9600 | GSM | Feeder | 0442 | 206 | PPF | 184073 | 33/11 kV VINCHUR
17223846 | DLMS-LnT | 053 | TCPIP_DLMS | GSM | Feeder | 0442 | 209 | Lasalgaon(AG) | 184031 | 33/11 kV LASALGAON
X1705252 | DLMS-Secure | 055 | TCPIP_DLMS | GSM | Feeder | 0442 | 208 | 11 KV SUBHASH NAGAR | 184073 | 33/11 kV VINCHUR
17271928 | DLMS-LnT | 053 | TCPIP_DLMS | GSM | Feeder | 0442 | 206 | BARC | 184031 | 33/11 kV LASALGAON
17271837 | DLMS-LnT | 053 | TCPIP_DLMS | GSM | Feeder | 0442 | 201 | 11 KV MALRAN | 184229 | 33/11 kV kh.malegaon
17272041 | DLMS-LnT | 053 | TCPIP_DLMS | GSM | Feeder | 0442 | 204 | BRAMHANGAON | 184031 | 33/11 kV LASALGAON
17271932 | DLMS-LnT | 053 | TCPIP_DLMS | GSM | Feeder | 0442 | 201 | TAKALI | 184031 | 33/11 kV LASALGAON
17271774 | DLMS-LnT | 053 | TCPIP_DLMS | GSM | Feeder | 0442 | 203 | Hanuman Nagar | 184073 | 33/11 kV VINCHUR
17271790 | DLMS-LnT | 053 | TCPIP_DLMS | GSM | Feeder | 0442 | 209 | 11 kV New Rui | 184005 | 33/11 KV DEOGAON
XC413213 | DLMS-Secure | 055 | TCPIP_DLMS | GSM | Feeder | 0442 | 204 | MAHESH PIPE INDUSTRIES | 184227 | 33/11 kV Maralgoi
17271789 | DLMS-LnT | 053 | TCPIP_DLMS | GSM | Feeder | 0442 | 205 | Vinchur (Ag) | 184073 | 33/11 kV VINCHUR
17271753 | DLMS-LnT | 053 | TCPIP_DLMS | GSM | Feeder | 0442 | 203 | 11KV Velapur | 184227 | 33/11 kV Maralgoi
19858678 | DLMS-LnT | 053 | TCPIP_DLMS | GSM | Feeder | 5428 | 202 | 11 KV SHIVDI | 184146 | 33/11 KV UGAON KHED
17271773 | DLMS-LnT | 053 | TCPIP_DLMS | GSM | Feeder | 5428 | 201 | NANDUR EXPRESS | 184038 | NAITALE
04576079 | DLMS-Genus | 065 | TCPIP_DLMS | GSM | Feeder | 5428 | 203 | KURADGAON | 184028 | PIMPALAS
04576010 | DLMS-Genus | 065 | TCPIP_DLMS | GSM | Feeder | 5428 | 201 | SUKENE | 184028 | PIMPALAS
00381151 | DLMS-HPL | 076 | TCPIP_DLMS | GSM | Feeder | 5428 | 204 | 11 KV SUNDARPUR | 184140 | 33/11 kV JALGAON(N)
00380019 | DLMS-HPL | 076 | TCPIP_DLMS | GSM | Feeder | 5428 | 202 | B S PATIL (JAL NIGHOJ) | 184140 | 33/11 kV JALGAON(N)
00567576 | DLMS-HPL | 076 | TCPIP_DLMS | GSM | Feeder | 5428 | 207 | B. S. PATIL | 184028 | PIMPALAS
19858807 | DLMS-LnT | 053 | TCPIP_DLMS | GSM | Feeder | 5428 | 207 | DUDH DAIRY | 184038 | NAITALE
XB496175 | DLMS-Secure | 055 | TCPIP_DLMS | GSM | Feeder | 5428 | 204 | 11 KV WALMIKINAGAR | 184238 | Kasbe-Sukene
12626839 | DLMS-LnT | 053 | TCPIP_DLMS | GSM | Feeder | 5428 | 203 | NANDUR(M) | 184223 | Nandur Madyameshwar
17223855 | DLMS-LnT | 053 | TCPIP_DLMS | GSM | Feeder | 5428 | 201 | 11 KV UGAON | 184146 | 33/11 KV UGAON KHED
20233034 | DLMS-LnT | 053 | TCPIP_DLMS | GSM | Feeder | 5428 | 203 | 11 kV Mitsagar | 184140 | 33/11 kV JALGAON(N)
18205126 | DLMS-LnT | 053 | TCPIP_DLMS | GSM | Feeder | 5428 | 201 | JALGAON GFSS | 184140 | 33/11 kV JALGAON(N)
XB496178 | DLMS-Secure | 055 | TCPIP_DLMS | GSM | Feeder | 5428 | 205 | 11 KASBE GAONTHAN | 184238 | Kasbe-Sukene
18086686 | DLMS-LnT | 053 | TCPIP_DLMS | GSM | Feeder | 5428 | 209 | 11 KV PIMPLAS GAOTHAN | 184028 | PIMPALAS
00380745 | DLMS-HPL | 076 | TCPIP_DLMS | GSM | Feeder | 5428 | 205 | DHARANGAON | 184038 | NAITALE
19858677 | DLMS-LnT | 053 | TCPIP_DLMS | GSM | Feeder | 5428 | 204 | 11 KV NANDURDI | 184146 | 33/11 KV UGAON KHED
04576446 | DLMS-Genus | 065 | TCPIP_DLMS | GSM | Feeder | 5428 | 201 | KASBE-SUKENE | 184238 | Kasbe-Sukene
14676416 | DLMS-LnT | 053 | TCPIP_DLMS | GSM | Feeder | 5428 | 205 | 11 KV KURADGAON | 184140 | 33/11 kV JALGAON(N)
04576680 | DLMS-Genus | 065 | TCPIP_DLMS | GSM | Feeder | 5428 | 206 | KOTHURE | 184028 | PIMPALAS
14017535 | LnT | 053 | TCPIP_LnT_9600 | GSM | Feeder | 5428 | 204 | GAJARWADI | 184223 | Nandur Madyameshwar
12627700 | DLMS-LnT | 053 | TCPIP_DLMS | GSM | Feeder | 5428 | 203 | SONEWADI | 184038 | NAITALE
17271775 | DLMS-LnT | 053 | TCPIP_DLMS | GSM | Feeder | 5428 | 204 | NAITALE | 184038 | NAITALE
MSP35749 | Secure | 055 | TCPIP_Secure | GSM | Feeder | 5428 | 202 | VIJAY AGRO | 184238 | Kasbe-Sukene
MSP35748 | Secure | 055 | TCPIP_Secure | GSM | Feeder | 5428 | 203 | MANDAKINI | 184238 | Kasbe-Sukene
X1094630 | DLMS-Secure | 055 | TCPIP_DLMS | GSM | Feeder | 5428 | 202 | MAMLESHWER | 184028 | PIMPALAS
04576679 | DLMS-Genus | 065 | TCPIP_DLMS | GSM | Feeder | 5428 | 205 | CHANDORI | 184061 | KUNDEWADI
17272070 | DLMS-LnT | 053 | TCPIP_DLMS | GSM | Feeder | 5428 | 201 | DINDORI | 184223 | Nandur Madyameshwar
17271808 | DLMS-LnT | 053 | TCPIP_DLMS | GSM | Feeder | 5428 | 202 | Thadi-Sarole | 184223 | Nandur Madyameshwar
17271681 | DLMS-LnT | 053 | TCPIP_DLMS | GSM | Feeder | 5428 | 204 | PIMPALGAON | 184061 | KUNDEWADI
17271682 | DLMS-LnT | 053 | TCPIP_DLMS | GSM | Feeder | 5428 | 203 | RANWAD | 184061 | KUNDEWADI
17271680 | DLMS-LnT | 053 | TCPIP_DLMS | GSM | Feeder | 5428 | 207 | NIPHAD AG | 184061 | KUNDEWADI
X0398633 | DLMS-Secure | 055 | TCPIP_DLMS | GSM | Feeder | 5428 | 208 | Marcury | 184028 | PIMPALAS
17271678 | DLMS-LnT | 053 | TCPIP_DLMS | GSM | Feeder | 5428 | 202 | NANDUR OLD | 184038 | NAITALE
17271776 | DLMS-LnT | 053 | TCPIP_DLMS | GSM | Feeder | 5428 | 208 | SHIVRE | 184038 | NAITALE
17271679 | DLMS-LnT | 053 | TCPIP_DLMS | GSM | Feeder | 5428 | 206 | BOKADDARE | 184038 | NAITALE
19858680 | DLMS-LnT | 053 | TCPIP_DLMS | GSM | Feeder | 5428 | 203 | 11 KV KHEDE | 184146 | 33/11 KV UGAON KHED
17271777 | DLMS-LnT | 053 | TCPIP_DLMS | GSM | Feeder | 5428 | 201 | LASALGAON | 184061 | KUNDEWADI
04576700 | DLMS-Genus | 065 | TCPIP_DLMS | GSM | Feeder | 5428 | 205 | TARUKHEDELE | 184028 | PIMPALAS
X0401003 | DLMS-Secure | 055 | NON_AMR_MODEM | GSM | Feeder | 5487 | 203 | 11 KV BEHED | 184003 | 33/11 KV PIMPALGAON
17271755 | DLMS-LnT | 053 | TCPIP_DLMS | GSM | Feeder | 5487 | 201 | 11 KV KOKANGAON | 184209 | 33/11 KV KOKANGAON
17270790 | DLMS-LnT | 053 | NON_AMR_MODEM | GSM | Feeder | 5487 | 202 | 11 KV RANWAD | 187006 | 132 KV RANWAD
17271988 | DLMS-LnT | 053 | NON_AMR_MODEM | GSM | Feeder | 5487 | 203 | 11 KV OLD DAWACHWADI | 187006 | 132 KV RANWAD
08190196 | LnT | 053 | TCPIP_LNT | GSM | Feeder | 5487 | 208 | 11 KV KADWA GAOTHAN | 184034 | 33/11 KV BOPEGAON
14033693 | LnT | 053 | TCPIP_LnT_9600 | GSM | Feeder | 5487 | 206 | 11 KV RAIEN INDUSTRIAL | 184208 | 33/11 KV PALKHED
17271816 | DLMS-LnT | 053 | TCPIP_DLMS | GSM | Feeder | 5487 | 201 | 11 KV NEW PALKHED | 184208 | 33/11 KV PALKHED
20233143 | DLMS-LnT | 053 | TCPIP_DLMS | GSM | Feeder | 5487 | 204 | 11 KV SHIVAM EXPRESS | 184202 | 33/11 KV KHEDGAON
MSP35728 | Secure | 055 | TCPIP_Secure | GSM | Feeder | 5487 | 209 | 11 KV MATEREWADI WATER SUPPLY | 184034 | 33/11 KV BOPEGAON
08190197 | LnT | 053 | TCPIP_LNT | GSM | Feeder | 5487 | 207 | 11 KV NAVODAY G | 184034 | 33/11 KV BOPEGAON
MSP35777 | Secure | 055 | TCPIP_Secure | GSM | Feeder | 5487 | 202 | 11 KV JOPUL | 184034 | 33/11 KV BOPEGAON
MSP35724 | Secure | 055 | TCPIP_Secure | GSM | Feeder | 5487 | 203 | 11 KV RAJAPUR | 184034 | 33/11 KV BOPEGAON
X1257119 | DLMS-Secure | 055 | TCPIP_DLMS | GSM | Feeder | 5487 | 410 | 33 KV NIPHAD | 187006 | 132 KV RANWAD
XF470595 | DLMS-Secure | 055 | TCPIP_DLMS | GSM | Feeder | 5487 | 203 | 11 KV DAWACHWADI FEEDER | 184288 | 33/11 KV DAWACHWADI
XF470617 | DLMS-Secure | 055 | TCPIP_DLMS | GSM | Feeder | 5487 | 201 | 11 KV KARSUL | 184288 | 33/11 KV DAWACHWADI
12626840 | DLMS-LnT | 053 | TCPIP_DLMS | GSM | Feeder | 5487 | 203 | 11 KV INDUSTRIAL | 184202 | 33/11 KV KHEDGAON
12627767 | DLMS-LnT | 053 | TCPIP_DLMS | GSM | Feeder | 5487 | 202 | 11 KV NEW KHEDGAON | 184202 | 33/11 KV KHEDGAON
X1943608 | DLMS-Secure | 055 | TCPIP_DLMS | GSM | Feeder | 5487 | 208 | 11 KV VISHWKAMAL INDUSTIAL | 184208 | 33/11 KV PALKHED
08023923 | DLMS-Genus | 065 | TCPIP_DLMS | GSM | Feeder | 5487 | 206 | NEW PACHOREWANI | 184143 | 33/11KV PACHOREWANI SUBSTATION
XF470608 | DLMS-Secure | 055 | TCPIP_DLMS | GSM | Feeder | 5487 | 202 | 11 KV INDUSTRIAL FEEDER | 184288 | 33/11 KV DAWACHWADI
20233141 | DLMS-LnT | 053 | TCPIP_DLMS | GSM | Feeder | 5487 | 204 | 11 KV CIVIL COURT PIMPALGAON | 184003 | 33/11 KV PIMPALGAON
19858665 | DLMS-LnT | 053 | TCPIP_DLMS | GSM | Feeder | 5487 | 202 | 11 KV SHIRASGAON | 184209 | 33/11 KV KOKANGAON
08023955 | DLMS-Genus | 065 | TCPIP_DLMS | GSM | Feeder | 5487 | 205 | 11 KV ANTERVELI | 184143 | 33/11KV PACHOREWANI SUBSTATION
08023930 | DLMS-Genus | 065 | TCPIP_DLMS | GSM | Feeder | 5487 | 201 | 11 KV SHINDWAD | 184202 | 33/11 KV KHEDGAON
X1699756 | DLMS-Secure | 055 | TCPIP_DLMS | GSM | Feeder | 5487 | 205 | 11 KV TISGAON FEEDER | 184202 | 33/11 KV KHEDGAON
MSP35727 | Secure | 055 | TCPIP_Secure | GSM | Feeder | 5487 | 204 | 11 KV JAULKE WANI | 184034 | 33/11 KV BOPEGAON
MSP35836 | Secure | 055 | TCPIP_Secure | GSM | Feeder | 5487 | 201 | 11 KV KHEDGAON | 184034 | 33/11 KV BOPEGAON
17271817 | DLMS-LnT | 053 | TCPIP_LNT | GSM | Feeder | 5487 | 204 | 11 KV LONWADI | 184208 | 33/11 KV PALKHED
17270721 | DLMS-LnT | 053 | NON_AMR_MODEM | GSM | Feeder | 5487 | 201 | 11 KV SAWARGAON | 187006 | 132 KV RANWAD
17270789 | DLMS-LnT | 053 | NON_AMR_MODEM | GSM | Feeder | 5410 | 411 | 33KV MITC (OLD VAISHANVI ) | 187014 | 132 KV DINDORI
02814542 | ElsterABT1800 | 057 | TCPIP_ElsterABT1800 | GSM | Feeder | 5410 | 208 | 11KV MEGAFINE EXP | 184067 | 33/11 KV LAKHAMAPUR
04576230 | DLMS-Genus | 065 | TCPIP_DLMS | GSM | Feeder | 5410 | 203 | 11KV CHOUSALE | 184251 | 33/11 KV PIMPRI ANCHALA
04578566 | DLMS-Genus | 065 | TCPIP_DLMS | GSM | Feeder | 5410 | 201 | 11KV LAKHAMAPUR AG | 184067 | 33/11 KV LAKHAMAPUR
04576517 | DLMS-Genus | 065 | TCPIP_DLMS | GSM | Feeder | 5410 | 205 | 11KV NEW INDUSTRIAL | 184067 | 33/11 KV LAKHAMAPUR
X1094510 | DLMS-Secure | 055 | TCPIP_DLMS | GSM | Feeder | 5410 | 203 | 11KV PALKHED MIDC | 184020 | 33/11 KV DINDORI
12627794 | DLMS-LnT | 053 | TCPIP_DLMS | GSM | Feeder | 5410 | 204 | 11KV KOKANGAON | 184250 | 33/11 KV KOSHIMBE
15104207 | LnT | 053 | TCPIP_LnT_9600 | GSM | Feeder | 5410 | 202 | 11KV PALKHED AG | 184147 | 33/11 KV KORATE
15104230 | LnT | 053 | TCPIP_LnT_9600 | GSM | Feeder | 5410 | 203 | 11KV KORATE SPP | 184147 | 33/11 KV KORATE
12627672 | DLMS-LnT | 053 | TCPIP_DLMS | GSM | Feeder | 5410 | 202 | 11KV DEOSANE | 184250 | 33/11 KV KOSHIMBE
13546811 | DLMS-LnT | 053 | TCPIP_DLMS | GSM | Feeder | 5410 | 201 | 11KV PUNEGAON | 184250 | 33/11 KV KOSHIMBE
14676412 | DLMS-LnT | 053 | TCPIP_DLMS | GSM | Feeder | 5410 | 203 | 11KV BANDARPADA | 184250 | 33/11 KV KOSHIMBE
00382403 | DLMS-HPL | 076 | NON_AMR_MODEM | GSM | Feeder | 5410 | 206 | 11KV KARANJWAN | 184250 | 33/11 KV KOSHIMBE
X2004668 | DLMS-Secure | 055 | TCPIP_DLMS | GSM | Feeder | 5410 | 202 | 11 KV GODREJ INDUSTRIAL | 184304 | 33/11 KV ASHEWADI SUBSTATION
X1251864 | DLMS-Secure | 055 | TCPIP_DLMS | GSM | Feeder | 5410 | 212 | 11KV WALKHED | 184020 | 33/11 KV DINDORI
XE482585 | DLMS-Secure | 055 | TCPIP_DLMS | GSM | Feeder | 5410 | 212 | 11 KV SOLAR VANI | 184252 | 33/11 KV VANI
X1376215 | DLMS-Secure | 055 | TCPIP_DLMS | GSM | Feeder | 5410 | 204 | 11KV NIGDOL SOLAR | 184155 | 33/11KV NIGDOL(DINDORI)
X1699754 | DLMS-Secure | 055 | TCPIP_DLMS | GSM | Feeder | 5410 | 202 | 11KV PINGALWADI FEEDER | 184096 | 33/11 KV KARANJKHED PHATA
X1699753 | DLMS-Secure | 055 | TCPIP_DLMS | GSM | Feeder | 5410 | 201 | KARANJKHED | 184096 | 33/11 KV KARANJKHED PHATA
X0400863 | DLMS-Secure | 055 | TCPIP_DLMS | GSM | Feeder | 5410 | 205 | 11KV AWANKHED AG | 184020 | 33/11 KV DINDORI
17270751 | DLMS-LnT | 053 | TCPIP_DLMS | GSM | Feeder | 5410 | 401 | 33KV EVEREST | 187014 | 132 KV DINDORI
XB489376 | DLMS-Secure | 055 | TCPIP_DLMS | GSM | Feeder | 5410 | 207 | 11KV KHATWAD NDUSTRIAL FDR | 184249 | 33/11 KV TALEGAON
18086678 | DLMS-LnT | 053 | TCPIP_DLMS | GSM | Feeder | 5410 | 207 | KANJWAN GAVTHAN | 184250 | 33/11 KV KOSHIMBE
X1554244 | DLMS-Secure | 055 | TCPIP_DLMS | GSM | Feeder | 5410 | 201 | 11 KV DINDORI AGRO MILLING | 184303 | 33/11KV AKRALE MIDC,TALEGAON(DINDORI)
X1457825 | DLMS-Secure | 055 | TCPIP_DLMS | GSM | Feeder | 5410 | 401 | 33KV RELIANCE LIFE SCIENCE | 184303 | 33/11KV AKRALE MIDC,TALEGAON(DINDORI)
04576133 | DLMS-Genus | 065 | TCPIP_DLMS | GSM | Feeder | 5410 | 203 | 11KV DAHEGAON | 184067 | 33/11 KV LAKHAMAPUR
XH407123 | DLMS-Secure | 055 | TCPIP_DLMS | GSM | Feeder | 5410 | 204 | 11 KV SURYAKIRAN POULTRY | 184251 | 33/11 KV PIMPRI ANCHALA
12627797 | DLMS-LnT | 053 | TCPIP_DLMS | GSM | Feeder | 5410 | 206 | 11KV LAKHAMAPUR INDUSTRIAL | 184020 | 33/11 KV DINDORI
X1444501 | DLMS-Secure | 055 | TCPIP_DLMS | GSM | Feeder | 5410 | 214 | 11KV CHANDWAD WATER SUPPLY FDR | 184252 | 33/11 KV VANI
X2016499 | DLMS-Secure | 055 | TCPIP_DLMS | GSM | Feeder | 5410 | 201 | 11 KV ASHAWADI SPP | 184304 | 33/11 KV ASHEWADI SUBSTATION
X2004676 | DLMS-Secure | 055 | TCPIP_DLMS | GSM | Feeder | 5410 | 203 | 11 KV GAVLWADI INDUSTRIAL | 184304 | 33/11 KV ASHEWADI SUBSTATION
X1943598 | DLMS-Secure | 055 | TCPIP_DLMS | GSM | Feeder | 5410 | 204 | 11KV HI-MEDIA EXPRESS PALKHED | 184147 | 33/11 KV KORATE
X1928714 | DLMS-Secure | 055 | TCPIP_DLMS | GSM | Feeder | 5410 | 203 | 11 KV DEVTARA RICE MILL | 184096 | 33/11 KV KARANJKHED PHATA
20233184 | DLMS-LnT | 053 | TCPIP_DLMS | GSM | Feeder | 5410 | 204 | 11KV DHAKAMBE 2 | 184249 | 33/11 KV TALEGAON
20233099 | LnT | 053 | TCPIP_LnT_9600 | GSM | Feeder | 5410 | 208 | 11KV MJP EXPRESS VANI | 184252 | 33/11 KV VANI
20233089 | DLMS-LnT | 053 | TCPIP_DLMS | GSM | Feeder | 5410 | 201 | 11KV EXPRESS TALEGAON | 184249 | 33/11 KV TALEGAON
X1257120 | DLMS-Secure | 055 | TCPIP_DLMS | GSM | Feeder | 5410 | 412 | 33 KV SAHYADRI FEEDER | 187014 | 132 KV DINDORI
04576011 | DLMS-Genus | 065 | TCPIP_DLMS | GSM | Feeder | 5410 | 201 | 11KV MALE | 184251 | 33/11 KV PIMPRI ANCHALA
X1094511 | DLMS-Secure | 055 | TCPIP_DLMS | GSM | Feeder | 5410 | 202 | 11KV HASTE | 184251 | 33/11 KV PIMPRI ANCHALA
04576580 | DLMS-Genus | 065 | TCPIP_DLMS | GSM | Feeder | 5410 | 205 | 11KV CHANDIKAPUR | 184252 | 33/11 KV VANI
X0400861 | DLMS-Secure | 055 | TCPIP_DLMS | GSM | Feeder | 5410 | 202 | 11KV MADAKIJAM SPP | 184020 | 33/11 KV DINDORI
15107760 | LnT | 053 | TCPIP_LnT_9600 | GSM | Feeder | 5410 | 201 | 11KV NEW PALKHED MIDC | 184147 | 33/11 KV KORATE
04576584 | DLMS-Genus | 065 | TCPIP_DLMS | GSM | Feeder | 5410 | 201 | 11KV NILWANDI GAOTHAN | 184020 | 33/11 KV DINDORI
17270749 | DLMS-LnT | 053 | TCPIP_DLMS | GSM | Feeder | 5410 | 409 | 33KV POLYGENTA | 187014 | 132 KV DINDORI
04576014 | DLMS-Genus | 065 | TCPIP_DLMS | GSM | Feeder | 5410 | 204 | 11KV LAAKHAMAPUR GAUTHAN | 184067 | 33/11 KV LAKHAMAPUR
X0400890 | DLMS-Secure | 055 | NON_AMR_MODEM | GSM | Feeder | 5410 | 204 | 11KV NILWANDI AG | 184020 | 33/11 KV DINDORI
08023943 | DLMS-Genus | 065 | TCPIP_DLMS | GSM | Feeder | 5410 | 202 | 11KV DHAKAMBE 1 | 184249 | 33/11 KV TALEGAON
17271883 | DLMS-LnT | 053 | TCPIP_DLMS | GSM | Feeder | 5410 | 207 | 11 KV OZE FEEDER | 184067 | 33/11 KV LAKHAMAPUR
X0400864 | DLMS-Secure | 055 | TCPIP_DLMS | GSM | Feeder | 5410 | 209 | 11KV HATNORE AG | 184020 | 33/11 KV DINDORI
X0400860 | DLMS-Secure | 055 | TCPIP_DLMS | GSM | Feeder | 5410 | 210 | 11KV DINDORI AG | 184020 | 33/11 KV DINDORI
19858798 | DLMS-LnT | 053 | TCPIP_DLMS | GSM | Feeder | 5410 | 206 | 11KV VANI U | 184252 | 33/11 KV VANI
X0401004 | DLMS-Secure | 055 | TCPIP_DLMS | GSM | Feeder | 5410 | 203 | 11KV BARAPADE | 184248 | 33/11 KV WARE (DINDORI)
X0401002 | DLMS-Secure | 055 | TCPIP_DLMS | GSM | Feeder | 5410 | 201 | 11KV NANDURI AG | 184252 | 33/11 KV VANI
17271813 | DLMS-LnT | 053 | TCPIP_DLMS | GSM | Feeder | 5410 | 203 | 11KV AKRALE | 184249 | 33/11 KV TALEGAON
X0401265 | DLMS-Secure | 055 | TCPIP_DLMS | GSM | Feeder | 5410 | 202 | 11KV WANARE | 184248 | 33/11 KV WARE (DINDORI)
X0401000 | DLMS-Secure | 055 | TCPIP_DLMS | GSM | Feeder | 5410 | 204 | 11KV PANDANE | 184252 | 33/11 KV VANI
00567577 | DLMS-HPL | 076 | TCPIP_DLMS | GSM | Feeder | 5410 | 207 | 11KV DINDORI (U) GAUTHAN | 184020 | 33/11 KV DINDORI
17271887 | DLMS-LnT | 053 | TCPIP_DLMS | GSM | Feeder | 5410 | 206 | 11KV PIMPALNARE | 184249 | 33/11 KV TALEGAON
17271772 | DLMS-LnT | 053 | TCPIP_DLMS | GSM | Feeder | 5410 | 205 | 11KV BORGAD | 184249 | 33/11 KV TALEGAON
17223851 | DLMS-LnT | 053 | TCPIP_DLMS | GSM | Feeder | 5410 | 205 | 11KV PURKAR AGRO GAOTHAN | 184250 | 33/11 KV KOSHIMBE
17271989 | DLMS-LnT | 053 | TCPIP_DLMS | GSM | Feeder | 5410 | 203 | 11KV TISGAON | 184252 | 33/11 KV VANI
17272017 | DLMS-LnT | 053 | TCPIP_DLMS | GSM | Feeder | 5410 | 207 | 11KV OZARKHED | 184252 | 33/11 KV VANI
X0401266 | DLMS-Secure | 055 | TCPIP_DLMS | GSM | Feeder | 5410 | 201 | 11KV KARANJALI | 184248 | 33/11 KV WARE (DINDORI)
X0400929 | DLMS-Secure | 055 | TCPIP_DLMS | GSM | Feeder | 5410 | 206 | 11KV PARMORI FEEDER | 184067 | 33/11 KV LAKHAMAPUR
X0401338 | DLMS-Secure | 055 | TCPIP_DLMS | GSM | Feeder | 5410 | 202 | 11KV INDUSTRIAL | 184067 | 33/11 KV LAKHAMAPUR
X0400862 | DLMS-Secure | 055 | TCPIP_DLMS | GSM | Feeder | 5410 | 211 | 11KV INDORE SPP | 184020 | 33/11 KV DINDORI
X0400892 | DLMS-Secure | 055 | TCPIP_DLMS | GSM | Feeder | 5410 | 208 | 11KV AWANKHED GAUTHAN | 184020 | 33/11 KV DINDORI
XB489534 | DLMS-Secure | 055 | TCPIP_DLMS | GSM | Feeder | 5410 | 213 | 11 KV FOFASHI FEEDER | 184252 | 33/11 KV VANI
17271719 | DLMS-LnT | 053 | NON_AMR_MODEM | GSM | Feeder | 5401 | 204 | VAITARNESHWAR | 184011 | Vaitarna 33/11 KV
00567546 | DLMS-HPL | 076 | TCPIP_DLMS | GSM | Feeder | 5401 | 203 | KAWANAI | 184049 | GHOTI
04576778 | DLMS-Genus | 065 | TCPIP_DLMS | GSM | Feeder | 5401 | 201 | SHALIMAR | 184017 | WADIVARE
04576229 | DLMS-Genus | 065 | TCPIP_DLMS | GSM | Feeder | 5401 | 209 | WADIVARHE GAVTHAN FEEDER DDUGJY | 184017 | WADIVARE
04576780 | DLMS-Genus | 065 | TCPIP_DLMS | GSM | Feeder | 5401 | 210 | 11KV MUKANE IND | 184017 | WADIVARE
19858686 | DLMS-LnT | 053 | TCPIP_DLMS | GSM | Feeder | 5401 | 205 | 11 KV SHENIT | 184083 | SAKUR
05037138 | DLMS-HPL | 076 | TCPIP_DLMS | GSM | Feeder | 5401 | 206 | 11 KV PIMPALGAON MORE | 184058 | PARDESWADI
04017484 | DLMS-HPL | 076 | TCPIP_DLMS | GSM | Feeder | 5401 | 205 | 11 KV BARSHINGAVE | 184058 | PARDESWADI
05040879 | DLMS-HPL | 076 | TCPIP_DLMS | GSM | Feeder | 5401 | 201 | 11 KV CITY | 184141 | 33/11 KV IGATPURI
X2093100 | DLMS-Secure | 055 | TCPIP_DLMS | GSM | Feeder | 5401 | 206 | 11 KV WAGHERA AG | 184265 | Shenwad
17271877 | DLMS-LnT | 053 | TCPIP_DLMS | GSM | Feeder | 5401 | 204 | TALOSHI | 187001 | 132KV BHORTEMBHE
08025754 | DLMS-Genus | 065 | TCPIP_DLMS | GSM | Feeder | 5401 | 202 | ASVALI | 184017 | WADIVARE
X0399790 | DLMS-Secure | 055 | TCPIP_DLMS | GSM | Feeder | 5401 | 401 | MAHINDRA & MAHINDRA | 187001 | 132KV BHORTEMBHE
17270706 | DLMS-LnT | 053 | TCPIP_DLMS | GSM | Feeder | 5401 | 201 | 11KV TITOLI | 187001 | 132KV BHORTEMBHE
17270707 | DLMS-LnT | 053 | TCPIP_DLMS | GSM | Feeder | 5401 | 203 | 11KV IGATPURI U | 187001 | 132KV BHORTEMBHE
X0399791 | DLMS-Secure | 055 | TCPIP_DLMS | GSM | Feeder | 5401 | 404 | JINDAL | 187001 | 132KV BHORTEMBHE
X1444495 | DLMS-Secure | 055 | TCPIP_DLMS | GSM | Feeder | 5401 | 208 | DEVGAON ASHRAMSHALA | 184011 | Vaitarna 33/11 KV
X1083292 | DLMS-Secure | 055 | TCPIP_DLMS | GSM | Feeder | 5401 | 201 | 11 KV MHASURLI | 184151 | 33/11 KV AHURLI S/S
X1095823 | DLMS-Secure | 055 | TCPIP_DLMS | GSM | Feeder | 5401 | 408 | 33KV NMC WATER SUPPLY | 188021 | 220KV Raymond
00566199 | DLMS-HPL | 076 | TCPIP_DLMS | GSM | Feeder | 5401 | 207 | 11KV WAKI GAOTHAN | 184049 | GHOTI
04576756 | DLMS-Genus | 065 | TCPIP_DLMS | GSM | Feeder | 5401 | 201 | MUKANE RURAL | 184266 | Padali
04576782 | DLMS-Genus | 065 | TCPIP_DLMS | GSM | Feeder | 5401 | 203 | BELAGAON | 184058 | PARDESWADI
20233022 | DLMS-LnT | 053 | TCPIP_DLMS | GSM | Feeder | 5401 | 202 | 11 KV GHATANDEVI | 184141 | 33/11 KV IGATPURI
05040880 | DLMS-HPL | 076 | TCPIP_DLMS | GSM | Feeder | 5401 | 203 | 11 KV MANVEDA | 184141 | 33/11 KV IGATPURI
04576435 | DLMS-Genus | 065 | TCPIP_DLMS | GSM | Feeder | 5401 | 202 | 11 KV INDUSTRIAL-I | 184266 | Padali
04576283 | DLMS-Genus | 065 | TCPIP_DLMS | GSM | Feeder | 5401 | 202 | 11 KV AWALI | 184151 | 33/11 KV AHURLI S/S
20233030 | DLMS-LnT | 053 | TCPIP_DLMS | GSM | Feeder | 5401 | 204 | 11 KV BHORTEMBHA | 184141 | 33/11 KV IGATPURI
04576587 | DLMS-Genus | 065 | TCPIP_DLMS | GSM | Feeder | 5401 | 201 | PARDESWADI | 184058 | PARDESWADI
X1094713 | DLMS-Secure | 055 | TCPIP_DLMS | GSM | Feeder | 5401 | 202 | TAKED | 184058 | PARDESWADI
04576781 | DLMS-Genus | 065 | TCPIP_DLMS | GSM | Feeder | 5401 | 204 | 11 KV JYOTI EXPRESS | 184058 | PARDESWADI
17271720 | DLMS-LnT | 053 | NON_AMR_MODEM | GSM | Feeder | 5401 | 207 | MUKANE R WADI | 184017 | WADIVARE
17270705 | DLMS-LnT | 053 | TCPIP_DLMS | GSM | Feeder | 5401 | 202 | IGATPURI R | 187001 | 132KV BHORTEMBHE
08025467 | DLMS-Genus | 065 | TCPIP_DLMS | GSM | Feeder | 5401 | 206 | 11 KV BHANDARDARAWADI | 184083 | SAKUR
X1439682 | DLMS-Secure | 055 | TCPIP_DLMS | GSM | Feeder | 5401 | 207 | SINNAR WATER SUPPLY FEEDER | 184083 | SAKUR
17271838 | DLMS-LnT | 053 | TCPIP_DLMS | GSM | Feeder | 5401 | 201 | GHOTI | 184049 | GHOTI
19858664 | DLMS-LnT | 053 | TCPIP_DLMS | GSM | Feeder | 5401 | 201 | BHARVEER-II | 184083 | SAKUR
19858808 | DLMS-LnT | 053 | TCPIP_DLMS | GSM | Feeder | 5401 | 206 | 11 KV GHOTI NEW | 184049 | GHOTI
19858695 | DLMS-LnT | 053 | TCPIP_DLMS | GSM | Feeder | 5401 | 206 | 11 KV PARLE | 184017 | WADIVARE
X2136790 | DLMS-Secure | 055 | TCPIP_DLMS | GSM | Feeder | 5401 | 204 | 11 KV ENNERLITE EXPRESS | 184265 | Shenwad
X2093109 | DLMS-Secure | 055 | TCPIP_DLMS | GSM | Feeder | 5401 | 205 | 11 KV JANORI AG SPP | 184265 | Shenwad
17272028 | DLMS-LnT | 053 | TCPIP_DLMS | GSM | Feeder | 5401 | 203 | 11KV FAB INDIA | 184017 | WADIVARE
17271721 | DLMS-LnT | 053 | TCPIP_DLMS | GSM | Feeder | 5401 | 204 | MURAMBI | 184017 | WADIVARE
17271839 | DLMS-LnT | 053 | TCPIP_DLMS | GSM | Feeder | 5401 | 204 | 11 KV KALUSTE | 184049 | GHOTI
17272032 | DLMS-LnT | 053 | TCPIP_DLMS | GSM | Feeder | 5401 | 203 | MUNDHEGAON | 184265 | Shenwad
17271840 | DLMS-LnT | 053 | TCPIP_DLMS | GSM | Feeder | 5401 | 204 | SAKUR | 184083 | SAKUR
17272000 | DLMS-LnT | 053 | TCPIP_DLMS | GSM | Feeder | 5401 | 202 | DHAMANGAON | 184083 | SAKUR
17272031 | DLMS-LnT | 053 | TCPIP_DLMS | GSM | Feeder | 5401 | 202 | SAMNERA | 184265 | Shenwad
17272029 | DLMS-LnT | 053 | TCPIP_DLMS | GSM | Feeder | 5401 | 201 | SHENWAD | 184265 | Shenwad
17272030 | DLMS-LnT | 053 | TCPIP_DLMS | GSM | Feeder | 5401 | 205 | ADWAN | 184049 | GHOTI
17271722 | DLMS-LnT | 053 | TCPIP_DLMS | GSM | Feeder | 5401 | 208 | NANDGAON | 184017 | WADIVARE
17271841 | DLMS-LnT | 053 | TCPIP_DLMS | GSM | Feeder | 5401 | 203 | SMBT | 184083 | SAKUR
17271718 | DLMS-LnT | 053 | TCPIP_DLMS | GSM | Feeder | 5401 | 203 | WAVI HARSH | 184011 | Vaitarna 33/11 KV
00380176 | DLMS-HPL | 076 | TCPIP_DLMS | GSM | Feeder | 5401 | 202 | DEVALA | 184049 | GHOTI
X1094509 | DLMS-Secure | 055 | TCPIP_DLMS | GSM | Feeder | 5401 | 205 | SANJEGAON | 184017 | WADIVARE
00567742 | DLMS-HPL | 076 | TCPIP_DLMS | GSM | Feeder | 0469 | 203 | 11 KV BAGALWADI | 184214 | 33/11 KV AURANGPUR (BHENDALI)
XE518146 | DLMS-Secure | 055 | TCPIP_DLMS | GSM | Feeder | 0469 | 705 | HAL FACTORY | 187003 | 132/11 KV OZAR
05162458 | DLMS-HPL | 076 | TCPIP_DLMS | GSM | Feeder | 0469 | 202 | 11 KV KHERWADI | 184246 | 33/11 KV DIXI
00309215 | DLMS-HPL | 076 | TCPIP_DLMS | GSM | Feeder | 0469 | 201 | 11 KV DIXI | 184246 | 33/11 KV DIXI
12627104 | DLMS-LnT | 053 | TCPIP_DLMS | GSM | Feeder | 0469 | 208 | 11KV BERWADI LIFT | 184015 | 33/11 KV CHANDORI
14676402 | DLMS-LnT | 053 | TCPIP_DLMS | GSM | Feeder | 0469 | 209 | NHRDF | 184015 | 33/11 KV CHANDORI
X0400843 | DLMS-Secure | 055 | TCPIP_DLMS | GSM | Feeder | 0469 | 204 | CHANDORIGAON | 184015 | 33/11 KV CHANDORI
13546813 | DLMS-LnT | 053 | TCPIP_DLMS | GSM | Feeder | 0469 | 206 | CHANDORISHIVAR | 184015 | 33/11 KV CHANDORI
XB489546 | DLMS-Secure | 055 | TCPIP_DLMS | GSM | Feeder | 0469 | 202 | 11KV JANORI SHIVAR | 184150 | 33/11 KV JANORI
08025454 | DLMS-Genus | 065 | TCPIP_DLMS | GSM | Feeder | 0469 | 207 | 11KV TAMASWADI FDR | 184039 | 33/11 KV MHALSAKORE
XB489545 | DLMS-Secure | 055 | TCPIP_DLMS | GSM | Feeder | 0469 | 203 | 11 KV VRINDA AGRO INDUSRIAL | 184150 | 33/11 KV JANORI
19858668 | DLMS-LnT | 053 | TCPIP_DLMS | GSM | Feeder | 0469 | 204 | BHUSE | 184039 | 33/11 KV MHALSAKORE
19858671 | DLMS-LnT | 053 | TCPIP_DLMS | GSM | Feeder | 0469 | 206 | BARAGAON PIMPRI | 184039 | 33/11 KV MHALSAKORE
19858690 | DLMS-LnT | 053 | TCPIP_DLMS | GSM | Feeder | 0469 | 202 | TARUKHEDELE | 184039 | 33/11 KV MHALSAKORE
X1959245 | DLMS-Secure | 055 | TCPIP_DLMS | GSM | Feeder | 0469 | 206 | AMBHEHILL | 187003 | 132/11 KV OZAR
X1959247 | DLMS-Secure | 055 | TCPIP_DLMS | GSM | Feeder | 0469 | 207 | OZAR | 187003 | 132/11 KV OZAR
X1959246 | DLMS-Secure | 055 | TCPIP_DLMS | GSM | Feeder | 0469 | 208 | JANORI | 187003 | 132/11 KV OZAR
X1959271 | DLMS-Secure | 055 | TCPIP_DLMS | GSM | Feeder | 0469 | 209 | MES 2 | 187003 | 132/11 KV OZAR
X1959268 | DLMS-Secure | 055 | TCPIP_DLMS | GSM | Feeder | 0469 | 204 | JAULKE | 187003 | 132/11 KV OZAR
X1959266 | DLMS-Secure | 055 | TCPIP_DLMS | GSM | Feeder | 0469 | 205 | 10 TH MILE | 187003 | 132/11 KV OZAR
X1959236 | DLMS-Secure | 055 | TCPIP_DLMS | GSM | Feeder | 0469 | 202 | MES 1 | 187003 | 132/11 KV OZAR
X1959249 | DLMS-Secure | 055 | TCPIP_DLMS | GSM | Feeder | 0469 | 211 | 11 KV SAKORA MIG | 187003 | 132/11 KV OZAR
X1959270 | DLMS-Secure | 055 | TCPIP_DLMS | GSM | Feeder | 0469 | 203 | HAL TOWN SHIP | 187003 | 132/11 KV OZAR
04576479 | DLMS-Genus | 065 | TCPIP_DLMS | GSM | Feeder | 0469 | 203 | 11 KV SHILEDARWADI | 184246 | 33/11 KV DIXI
12627163 | DLMS-LnT | 053 | TCPIP_DLMS | GSM | Feeder | 0469 | 203 | SAIKHEDA | 184015 | 33/11 KV CHANDORI
00567743 | DLMS-HPL | 076 | TCPIP_DLMS | GSM | Feeder | 0469 | 202 | 11KV BHENDALI | 184214 | 33/11 KV AURANGPUR (BHENDALI)
17272068 | DLMS-LnT | 053 | TCPIP_DLMS | GSM | Feeder | 0469 | 204 | KADWAGODA | 184214 | 33/11 KV AURANGPUR (BHENDALI)
XB489511 | DLMS-Secure | 055 | TCPIP_DLMS | GSM | Feeder | 0469 | 201 | 11 KV JANORI | 184150 | 33/11 KV JANORI
X0400848 | DLMS-Secure | 055 | TCPIP_DLMS | GSM | Feeder | 0469 | 201 | BERWADI | 184015 | 33/11 KV CHANDORI
X0400846 | DLMS-Secure | 055 | TCPIP_DLMS | GSM | Feeder | 0469 | 201 | MAHAJANPUR | 184214 | 33/11 KV AURANGPUR (BHENDALI)
17272071 | DLMS-LnT | 053 | TCPIP_DLMS | GSM | Feeder | 0469 | 202 | SHINGAVE | 184245 | 33/11 KV KARANJGAON
17272072 | DLMS-LnT | 053 | TCPIP_DLMS | GSM | Feeder | 0469 | 203 | CHAPADGAON | 184245 | 33/11 KV KARANJGAON
17271937 | DLMS-LnT | 053 | TCPIP_DLMS | GSM | Feeder | 0469 | 201 | 11 KV KARANJGAON | 184245 | 33/11 KV KARANJGAON
X0398634 | DLMS-Secure | 055 | TCPIP_DLMS | GSM | Feeder | 0469 | 205 | 11 KV SHIVNAI | 184086 | 33/11 KV MOHADI
X0401269 | DLMS-Secure | 055 | TCPIP_DLMS | GSM | Feeder | 0469 | 206 | PALKHED INDUSTRIAL | 184086 | 33/11 KV MOHADI
X0400842 | DLMS-Secure | 055 | TCPIP_DLMS | GSM | Feeder | 0469 | 201 | KHANGAON | 184039 | 33/11 KV MHALSAKORE
17271728 | DLMS-LnT | 053 | TCPIP_DLMS | GSM | Feeder | 0469 | 204 | 11 KV KURNOLI | 184086 | 33/11 KV MOHADI
00309032 | DLMS-HPL | 076 | TCPIP_DLMS | GSM | Feeder | 0469 | 203 | TALWADE | 184039 | 33/11 KV MHALSAKORE
17271821 | DLMS-LnT | 053 | TCPIP_DLMS | GSM | Feeder | 5495 | 205 | VANI KHURD | 184010 | NANASHI
17271987 | DLMS-LnT | 053 | TCPIP_Elster_RS232 | GSM | Feeder | 5495 | 202 | NALEGAON | 184056 | UMARALE
X1901196 | DLMS-Secure | 055 | TCPIP_DLMS | GSM | Feeder | 5495 | 208 | 11 KV NEW BARHE(II) | 184010 | NANASHI
17271819 | DLMS-LnT | 053 | TCPIP_DLMS | GSM | Feeder | 5495 | 201 | PIMPALGAON DHOOM | 184010 | NANASHI
17271818 | DLMS-LnT | 053 | TCPIP_DLMS | GSM | Feeder | 5495 | 204 | C&M EXP | 184010 | NANASHI
17271935 | LnT | 053 | TCPIP_DLMS | GSM | Feeder | 5495 | 201 | KARANJALI | 184255 | PEINTH
17271876 | DLMS-LnT | 053 | TCPIP_DLMS | GSM | Feeder | 5495 | 203 | PAIETH | 184010 | NANASHI
17271822 | DLMS-LnT | 053 | TCPIP_DLMS | GSM | Feeder | 5495 | 204 | JOGMODI | 184255 | PEINTH
17271875 | DLMS-LnT | 053 | TCPIP_DLMS | GSM | Feeder | 5495 | 202 | KUMBHALE | 184255 | PEINTH
17271934 | DLMS-LnT | 053 | TCPIP_DLMS | GSM | Feeder | 5495 | 203 | PEINTH | 184255 | PEINTH
17271820 | DLMS-LnT | 053 | TCPIP_DLMS | GSM | Feeder | 5495 | 202 | BHANDWAD | 184010 | NANASHI
17271933 | DLMS-LnT | 053 | TCPIP_DLMS | GSM | Feeder | 5495 | 206 | 11 KV SADRALE | 184010 | NANASHI
08025450 | DLMS-Genus | 065 | TCPIP_DLMS | GSM | Feeder | 5495 | 206 | WAGHAD L.I.S. | 184056 | UMARALE
08023129 | DLMS-Genus | 065 | TCPIP_DLMS | GSM | Feeder | 5495 | 209 | UMRALE NEW | 184056 | UMARALE
08025600 | DLMS-Genus | 065 | TCPIP_DLMS | GSM | Feeder | 5495 | 207 | BARHE | 184010 | NANASHI
X1431443 | DLMS-Secure | 055 | TCPIP_DLMS | GSM | Feeder | 5495 | 210 | 11KV DEHEREWADI FEEDER DPDC | 184056 | UMARALE
17271791 | DLMS-LnT | 053 | TCPIP_DLMS | GSM | Feeder | 5495 | 208 | SUNRISE | 184056 | UMARALE
17271885 | DLMS-LnT | 053 | TCPIP_DLMS | GSM | Feeder | 5495 | 204 | JAMBUTKE OLD | 184056 | UMARALE
04576416 | DLMS-Genus | 065 | TCPIP_Genus | GSM | Feeder | 5495 | 205 | 11 KV KOPURLI BK | 184255 | PEINTH
X1094416 | Secure | 055 | TCPIP_Secure | GSM | Feeder | 5495 | 203 | CHACHADGAON | 184056 | UMARALE
X1094444 | Secure | 055 | TCPIP_Secure | GSM | Feeder | 5495 | 207 | KOCHARGAON | 184056 | UMARALE
20233031 | LnT | 053 | TCPIP_LnT_9600 | GSM | Feeder | 5495 | 205 | SPECTRUM | 184056 | UMARALE
X1083369 | Secure | 055 | TCPIP_Secure | GSM | Feeder | 5495 | 202 | 11KV KOHAR | 184136 | KARANJALI
X1083361 | Secure | 055 | TCPIP_Secure | GSM | Feeder | 5495 | 203 | SAWALGHAT | 184136 | KARANJALI
X1083341 | Secure | 055 | TCPIP_Secure | GSM | Feeder | 5495 | 201 | BORWATH | 184136 | KARANJALI
X1603054 | DLMS-Secure | 055 | TCPIP_Secure | GSM | Feeder | 5495 | 211 | 11 KV KDSP COLLEGE FEEDER | 184056 | UMARALE
X1083343 | DLMS-Secure | 055 | TCPIP_DLMS | GSM | Feeder | 5495 | 201 | RASEGAON | 184056 | UMARALE
19858659 | DLMS-LnT | 053 | TCPIP_DLMS | GSM | Feeder | 5452 | 205 | 11 KV PATPIMPRI | 184075 | 33/11 KV NIMGAON
X1094437 | DLMS-Secure | 055 | TCPIP_DLMS | GSM | Feeder | 5452 | 208 | 11 KV MIDC NO 8 | 184247 | 33/11 KV NEW MALEGAON SUB STATION
X0654779 | DLMS-Secure | 055 | TCPIP_DLMS | GSM | Feeder | 5452 | 210 | 11KV PASTE | 184299 | 33/11KV SARADWADI
17272054 | DLMS-LnT | 053 | NON_AMR_MODEM | GSM | Feeder | 5452 | 202 | 11KV HIVARE AG SDT | 184043 | 33/11KV THANGAON
19858688 | DLMS-LnT | 053 | TCPIP_DLMS | GSM | Feeder | 5452 | 203 | 11 KV BPCL | 184069 | 33/11 KV PANDHURLI
17271810 | DLMS-LnT | 053 | TCPIP_DLMS | GSM | Feeder | 5452 | 204 | 11KV GULWANCH | 184075 | 33/11 KV NIMGAON
03005310 | Genus | 065 | TCPIP_Genus | GSM | Feeder | 5452 | 202 | 11KV SINNER | 187009 | 132 KV SINNER
03005302 | Genus | 065 | TCPIP_Genus | GSM | Feeder | 5452 | 205 | 11KV SONAMBE | 187009 | 132 KV SINNER
03005308 | Genus | 065 | TCPIP_Genus | GSM | Feeder | 5452 | 203 | 11KV DEOPUR | 187009 | 132 KV SINNER
03005309 | Genus | 065 | TCPIP_Genus | GSM | Feeder | 5452 | 201 | 11 KV INDUSTRIAL | 187009 | 132 KV SINNER
03005305 | Genus | 065 | TCPIP_Genus | GSM | Feeder | 5452 | 206 | 11KV DAPUR | 187009 | 132 KV SINNER
03005301 | Genus | 065 | TCPIP_Genus | GSM | Feeder | 5452 | 207 | 11KV MALEGAON | 187009 | 132 KV SINNER
00567610 | DLMS-HPL | 076 | TCPIP_DLMS | GSM | Feeder | 5452 | 204 | 11 KV PANDHURLI GAVTHAN | 184069 | 33/11 KV PANDHURLI
00567670 | DLMS-HPL | 076 | TCPIP_DLMS | GSM | Feeder | 5452 | 203 | 11 KV DHULWAD | 184043 | 33/11KV THANGAON
00380057 | DLMS-HPL | 076 | TCPIP_DLMS | GSM | Feeder | 5452 | 206 | 11 KV GAOTHA | 184153 | 33/11 KV VIJAY NAGAR
00566211 | DLMS-HPL | 076 | TCPIP_DLMS | GSM | Feeder | 5452 | 201 | 11KV THANGAON | 184043 | 33/11KV THANGAON
17271983 | DLMS-LnT | 053 | NON_AMR_MODEM | GSM | Feeder | 5452 | 204 | 11 KV PADALI | 184043 | 33/11KV THANGAON
04576285 | DLMS-Genus | 065 | TCPIP_DLMS | GSM | Feeder | 5452 | 203 | 11 KV SARADWADI | 184153 | 33/11 KV VIJAY NAGAR
17272069 | DLMS-LnT | 053 | TCPIP_DLMS | GSM | Feeder | 5452 | 206 | 11 KV HIWARGAON | 184075 | 33/11 KV NIMGAON
MSP35801 | Secure | 055 | TCPIP_Secure | GSM | Feeder | 5452 | 203 | 11 KV STICE NO 3 | 184233 | 33/11 KV STICE
00380750 | DLMS-HPL | 076 | TCPIP_DLMS | GSM | Feeder | 5452 | 203 | 11 KV IND 3 | 184042 | 33/11 KV MUSALGAON
17270709 | DLMS-LnT | 053 | TCPIP_DLMS | GSM | Feeder | 5452 | 403 | 33 KV BELLOTA | 184233 | 33/11 KV STICE
MSP35782 | Secure | 055 | TCPIP_Secure | GSM | Feeder | 5452 | 212 | 11KV MIDC NO 12 | 184247 | 33/11 KV NEW MALEGAON SUB STATION
18205137 | DLMS-LnT | 053 | TCPIP_DLMS | GSM | Feeder | 5452 | 408 | 33KV BHAGWATI FERROW | 187019 | 132 KV MALEGAON SNR
00382546 | DLMS-HPL | 076 | TCPIP_DLMS | GSM | Feeder | 5452 | 203 | 11 KV IND 02 | 184148 | 33/11KV MALEGAON -03
00308003 | DLMS-HPL | 076 | TCPIP_DLMS | GSM | Feeder | 5452 | 201 | 11 KV IND1 | 184148 | 33/11KV MALEGAON -03
03005304 | Genus | 065 | TCPIP_Genus | GSM | Feeder | 5452 | 204 | 11KV THANGAON | 187009 | 132 KV SINNER
MSP35794 | Secure | 055 | TCPIP_Secure | GSM | Feeder | 5452 | 201 | 11 KV STICE NO.1 | 184233 | 33/11 KV STICE
17271833 | DLMS-LnT | 053 | TCPIP_DLMS | GSM | Feeder | 5452 | 202 | 11KV SONAMBE | 184217 | 33/11 KV SONAMBE
17271986 | DLMS-LnT | 053 | TCPIP_DLMS | GSM | Feeder | 5452 | 201 | 11 KV WADGAON | 184217 | 33/11 KV SONAMBE
X0401314 | DLMS-Secure | 055 | TCPIP_DLMS | GSM | Feeder | 5452 | 203 | MIDC 3 | 184053 | 33/11 KV Malegaon Sub Station
X0400844 | DLMS-Secure | 055 | TCPIP_DLMS | GSM | Feeder | 5452 | 209 | 11 KV IND 6 | 184042 | 33/11 KV MUSALGAON
X0401313 | DLMS-Secure | 055 | TCPIP_DLMS | GSM | Feeder | 5452 | 211 | 11 KV MOHADARI FEEDER | 184053 | 33/11 KV Malegaon Sub Station
X0400840 | DLMS-Secure | 055 | TCPIP_DLMS | GSM | Feeder | 5452 | 207 | 11 KV SEZ | 184042 | 33/11 KV MUSALGAON
17271780 | DLMS-LnT | 053 | TCPIP_DLMS | GSM | Feeder | 5452 | 210 | 11 KV MUSALGAON | 184042 | 33/11 KV MUSALGAON
17271782 | DLMS-LnT | 053 | TCPIP_DLMS | GSM | Feeder | 5452 | 206 | 11KV TOWN SHIP | 184042 | 33/11 KV MUSALGAON
18205134 | DLMS-LnT | 053 | TCPIP_DLMS | GSM | Feeder | 5452 | 207 | 11 KV MIDC 7 | 184053 | 33/11 KV Malegaon Sub Station
XD453504 | DLMS-Secure | 055 | TCPIP_DLMS | GSM | Feeder | 5452 | 202 | 11KV UDYOG BHAVAN | 184153 | 33/11 KV VIJAY NAGAR
XH407124 | DLMS-Secure | 055 | TCPIP_DLMS | GSM | Feeder | 5452 | 212 | 11 KV IND-8 | 184042 | 33/11 KV MUSALGAON
XH407105 | DLMS-Secure | 055 | TCPIP_DLMS | GSM | Feeder | 5452 | 213 | 11 KV IND-9 | 184042 | 33/11 KV MUSALGAON
XH407151 | DLMS-Secure | 055 | TCPIP_DLMS | GSM | Feeder | 5452 | 211 | 11 KV IND-7 | 184042 | 33/11 KV MUSALGAON
08023927 | DLMS-Genus | 065 | TCPIP_DLMS | GSM | Feeder | 5452 | 201 | 11 KV SHIVADA AG SDT | 184069 | 33/11 KV PANDHURLI
XD453571 | DLMS-Secure | 055 | TCPIP_DLMS | GSM | Feeder | 5452 | 201 | 11KV OM SHREE PAPER MILL | 184299 | 33/11KV SARADWADI
17270780 | DLMS-LnT | 053 | TCPIP_DLMS | GSM | Feeder | 5452 | 404 | 33 KV BROOK BOND | 187019 | 132 KV MALEGAON SNR
17271985 | DLMS-LnT | 053 | TCPIP_DLMS | GSM | Feeder | 5452 | 405 | 33 KV RAJRANI | 187019 | 132 KV MALEGAON SNR
00382535 | DLMS-HPL | 076 | TCPIP_DLMS | GSM | Feeder | 5452 | 210 | 11 KV MIDC NO 10 | 184247 | 33/11 KV NEW MALEGAON SUB STATION
X1094762 | DLMS-Secure | 055 | TCPIP_DLMS | GSM | Feeder | 5452 | 205 | 11 KV MALEGAON | 184153 | 33/11 KV VIJAY NAGAR
17271731 | DLMS-LnT | 053 | TCPIP_DLMS | GSM | Feeder | 5452 | 204 | MIDC 4 | 184053 | 33/11 KV Malegaon Sub Station
19858663 | DLMS-LnT | 053 | TCPIP_DLMS | GSM | Feeder | 5452 | 202 | MIDC NO 02 | 184053 | 33/11 KV Malegaon Sub Station
19858670 | DLMS-LnT | 053 | TCPIP_DLMS | GSM | Feeder | 5452 | 209 | 11 KV PWW | 184053 | 33/11 KV Malegaon Sub Station
08023134 | DLMS-Genus | 065 | TCPIP_DLMS | GSM | Feeder | 0477 | 204 | 11KV BHARATPUR | 184066 | PATHARE
19858655 | DLMS-LnT | 053 | TCPIP_DLMS | GSM | Feeder | 0477 | 202 | 11KV BHOKANI | 184206 | DEOPUR
19858676 | DLMS-LnT | 053 | TCPIP_DLMS | GSM | Feeder | 0477 | 205 | SAI PRANALI | 184206 | DEOPUR
X1603059 | DLMS-Secure | 055 | TCPIP_DLMS | GSM | Feeder | 0477 | 206 | 11KV PATHARE GAVTHAN | 184066 | PATHARE
04576373 | DLMS-Genus | 065 | TCPIP_DLMS | GSM | Feeder | 0477 | 201 | 11KV SOMTHANE | 184201 | SOMATHANE
04576180 | DLMS-Genus | 065 | TCPIP_DLMS | GSM | Feeder | 0477 | 205 | BRAHMANWADA | 184201 | SOMATHANE
04576581 | DLMS-Genus | 065 | TCPIP_DLMS | GSM | Feeder | 0477 | 202 | THAKARWADI | 184149 | CHAS
12484366 | LnT | 053 | TCPIP_LnT_9600 | GSM | Feeder | 0477 | 209 | SAISH AGRO | 184012 | WAVI
17271811 | DLMS-LnT | 053 | TCPIP_DLMS | GSM | Feeder | 0477 | 204 | KHADANGALI | 184057 | WADANGALI
00380052 | DLMS-HPL | 076 | TCPIP_DLMS | GSM | Feeder | 0477 | 205 | NALWADI | 184016 | NANDUR SHINGOTE
00380036 | DLMS-HPL | 076 | TCPIP_DLMS | GSM | Feeder | 0477 | 207 | KIRTANGALI | 184057 | WADANGALI
04576139 | DLMS-Genus | 065 | TCPIP_DLMS | GSM | Feeder | 0477 | 204 | 11KV DAHIWADI | 184201 | SOMATHANE
04576372 | DLMS-Genus | 065 | TCPIP_DLMS | GSM | Feeder | 0477 | 201 | WADANGALI | 184057 | WADANGALI
04576452 | DLMS-Genus | 065 | TCPIP_DLMS | GSM | Feeder | 0477 | 203 | KOMAL WADI | 184057 | WADANGALI
00380087 | DLMS-HPL | 076 | TCPIP_DLMS | GSM | Feeder | 0477 | 203 | 11 KV EXPRESS PWW FEEDER | 184256 | 33/11 KV DAPUR SUBSTATION
00382542 | DLMS-HPL | 076 | TCPIP_DLMS | GSM | Feeder | 0477 | 201 | WAVI GAOTHAN | 184012 | WAVI
15104211 | LnT | 053 | TCPIP_LnT_9600 | GSM | Feeder | 0477 | 204 | 11 KV DATTANAGAR FEEDER | 184256 | 33/11 KV DAPUR SUBSTATION
15107750 | LnT | 053 | TCPIP_LnT_9600 | GSM | Feeder | 0477 | 202 | 11KV SANGAVI | 184201 | SOMATHANE
00381152 | DLMS-HPL | 076 | TCPIP_DLMS | GSM | Feeder | 0477 | 203 | 11KV DAIRY EXPRESS | 184201 | SOMATHANE
15107732 | LnT | 053 | TCPIP_LnT_9600 | GSM | Feeder | 0477 | 202 | 11 KV SONEWADI FEEDER | 184256 | 33/11 KV DAPUR SUBSTATION
08023127 | DLMS-Genus | 065 | TCPIP_DLMS | GSM | Feeder | 0477 | 208 | 11KV GHOTEWADI | 184012 | WAVI
08023936 | DLMS-Genus | 065 | TCPIP_DLMS | GSM | Feeder | 0477 | 211 | NIRHALE | 184012 | WAVI
08023964 | DLMS-Genus | 065 | TCPIP_DLMS | GSM | Feeder | 0477 | 203 | MARHAL | 184012 | WAVI
X1705289 | DLMS-Secure | 055 | TCPIP_DLMS | GSM | Feeder | 0477 | 205 | WADANGLI GAOTHAN | 184057 | WADANGALI
X1705277 | DLMS-Secure | 055 | TCPIP_DLMS | GSM | Feeder | 0477 | 202 | MENDHI | 184057 | WADANGALI
X1347527 | DLMS-Secure | 055 | TCPIP_DLMS | GSM | Feeder | 0477 | 208 | MUNDHE INDUSTRIES EXPRESS | 184016 | NANDUR SHINGOTE
07328029 | LnT | 053 | TCPIP_LNT | GSM | Feeder | 0477 | 201 | KOLGAON | 184066 | PATHARE
17272009 | DLMS-LnT | 053 | TCPIP_DLMS | GSM | Feeder | 0477 | 205 | 11 KV DAPUR FEEDER | 184256 | 33/11 KV DAPUR SUBSTATION
X0401336 | DLMS-Secure | 055 | TCPIP_DLMS | GSM | Feeder | 0477 | 206 | MANORI | 184016 | NANDUR SHINGOTE
X0401337 | DLMS-Secure | 055 | TCPIP_DLMS | GSM | Feeder | 0477 | 201 | NANDUR | 184016 | NANDUR SHINGOTE
X0400928 | DLMS-Secure | 055 | TCPIP_DLMS | GSM | Feeder | 0477 | 204 | DODI | 184016 | NANDUR SHINGOTE
X0401311 | DLMS-Secure | 055 | TCPIP_DLMS | GSM | Feeder | 0477 | 205 | RAMPUR | 184012 | WAVI
X0400953 | Secure | 055 | TCPIP_DLMS | GSM | Feeder | 0477 | 202 | PANGARI | 184012 | WAVI
X0400951 | Secure | 055 | TCPIP_DLMS | GSM | Feeder | 0477 | 207 | 11KV DUSINGWADI | 184012 | WAVI
X0400952 | DLMS-Secure | 055 | TCPIP_DLMS | GSM | Feeder | 0477 | 206 | UJANI | 184012 | WAVI
X0400927 | DLMS-Secure | 055 | TCPIP_DLMS | GSM | Feeder | 0477 | 202 | CHASS | 184016 | NANDUR SHINGOTE
X0401335 | DLMS-Secure | 055 | TCPIP_DLMS | GSM | Feeder | 0477 | 207 | SHELKE WASTI | 184016 | NANDUR SHINGOTE
X0400926 | DLMS-Secure | 055 | TCPIP_DLMS | GSM | Feeder | 0477 | 203 | PALASKHEDE | 184016 | NANDUR SHINGOTE
17271809 | DLMS-LnT | 053 | TCPIP_DLMS | GSM | Feeder | 0477 | 204 | PANCHALE | 184206 | DEOPUR
XE419886 | DLMS-Secure | 055 | TCPIP_DLMS | GSM | Feeder | 0477 | 210 | 11 KV SOLAR WAVI | 184012 | WAVI
XB477488 | DLMS-Secure | 055 | TCPIP_DLMS | GSM | Feeder | 0477 | 201 | KASARWADI | 184149 | CHAS
XB489539 | DLMS-Secure | 055 | TCPIP_DLMS | GSM | Feeder | 0477 | 206 | KOMALWADI NEW | 184057 | WADANGALI
XB489377 | DLMS-Secure | 055 | TCPIP_DLMS | GSM | Feeder | 0477 | 208 | 11 KV DHANGARWADI | 184057 | WADANGALI
X0401312 | DLMS-Secure | 055 | TCPIP_DLMS | GSM | Feeder | 0477 | 204 | MITHSAGARE | 184012 | WAVI
X0401310 | DLMS-Secure | 055 | TCPIP_DLMS | GSM | Feeder | 0477 | 203 | MIRGAON | 184066 | PATHARE
X0400954 | DLMS-Secure | 055 | TCPIP_DLMS | GSM | Feeder | 0477 | 205 | 11KV CANOL FEEDER | 184066 | PATHARE
X0400950 | DLMS-Secure | 055 | TCPIP_DLMS | GSM | Feeder | 0477 | 202 | PATHARE | 184066 | PATHARE
XB489364 | DLMS-Secure | 055 | TCPIP_DLMS | GSM | Feeder | 0477 | 203 | 11 KV PANDHARI WASTI | 184149 | CHAS
17223848 | DLMS-LnT | 053 | TCPIP_DLMS | GSM | Feeder | 0477 | 201 | DEOPUR A | 184206 | DEOPUR
04576829 | DLMS-Genus | 065 | TCPIP_DLMS | GSM | Feeder | 4669 | 204 | 41 SHED | 187011 | 132 AMBAD
04576737 | DLMS-Genus | 065 | TCPIP_DLMS | GSM | Feeder | 4669 | 201 | 11 KV RANE NAGAR | 184055 | 33KV CIDCO I
04576284 | DLMS-Genus | 065 | TCPIP_DLMS | GSM | Feeder | 4669 | 203 | NAVDURGA | 187011 | 132 AMBAD
04576966 | DLMS-Genus | 065 | TCPIP_DLMS | GSM | Feeder | 4669 | 202 | ASHWINNAGAR | 184104 | 33/11 KV CIDCO-II
04576661 | DLMS-Genus | 065 | TCPIP_DLMS | GSM | Feeder | 4669 | 207 | 11 KV MAGH SECTOR | 184055 | 33KV CIDCO I
Q0433284 | DLMS-Secure | 055 | TCPIP_DLMS | GSM | Feeder | 4669 | 212 | 11 KV MSS INDIA | 184045 | 33 KV AMBAD-II
X1083380 | DLMS-Secure | 055 | TCPIP_DLMS | GSM | Feeder | 4669 | 203 | 11 KV SADGURUNAGAR | 184129 | 33 KV GOVINDNAGAR( BADADE NAGAR)
X1083287 | DLMS-Secure | 055 | TCPIP_LNT | GSM | Feeder | 4669 | 203 | 11KV VILHOLI CIDCO | 184104 | 33/11 KV CIDCO-II
X1083353 | DLMS-Secure | 055 | TCPIP_LnT_9600 | GSM | Feeder | 4669 | 209 | 11 KV MIDC EXPRESS FLATED | 184045 | 33 KV AMBAD-II
00567649 | DLMS-HPL | 076 | TCPIP_DLMS | GSM | Feeder | 4669 | 202 | MORWADI | 184055 | 33KV CIDCO I
X1454997 | DLMS-Secure | 055 | TCPIP_DLMS | GSM | Feeder | 4669 | 402 | C.T.R. | 184079 | 33 / 11 KV AMBAD III
12627724 | DLMS-LnT | 053 | TCPIP_DLMS | GSM | Feeder | 4669 | 204 | 11KV UPENDRA NAGAR | 184104 | 33/11 KV CIDCO-II
12626719 | DLMS-LnT | 053 | TCPIP_DLMS | GSM | Feeder | 4669 | 201 | UTTAMNAGAR | 184104 | 33/11 KV CIDCO-II
12626710 | DLMS-LnT | 053 | TCPIP_DLMS | GSM | Feeder | 4669 | 201 | ZYLOG | 184079 | 33 / 11 KV AMBAD III
12627514 | DLMS-LnT | 053 | TCPIP_DLMS | GSM | Feeder | 4669 | 207 | ISOVOLTA | 184079 | 33 / 11 KV AMBAD III
12626299 | DLMS-LnT | 053 | TCPIP_LnT_9600 | GSM | Feeder | 4669 | 205 | 11KV SARUL | 184079 | 33 / 11 KV AMBAD III
12627501 | DLMS-LnT | 053 | TCPIP_DLMS | GSM | Feeder | 4669 | 201 | JAYBHARAT | 184045 | 33 KV AMBAD-II
12626709 | DLMS-LnT | 053 | TCPIP_DLMS | GSM | Feeder | 4669 | 202 | NIRAJ | 184079 | 33 / 11 KV AMBAD III
Q0749258 | DLMS-Secure | 055 | TCPIP_DLMS | GSM | Feeder | 4669 | 401 | 33 KV INNOVA RUBBER | 184079 | 33 / 11 KV AMBAD III
19859182 | DLMS-LnT | 053 | TCPIP_DLMS | GSM | Feeder | 4669 | 411 | 33 KV SIEMENS | 187011 | 132 AMBAD
20233095 | DLMS-LnT | 053 | TCPIP_DLMS | GSM | Feeder | 4669 | 204 | GARWARWE | 184045 | 33 KV AMBAD-II
20233194 | DLMS-LnT | 053 | TCPIP_DLMS | GSM | Feeder | 4669 | 206 | S.D.AUTO | 184079 | 33 / 11 KV AMBAD III
19858804 | DLMS-LnT | 053 | TCPIP_DLMS | GSM | Feeder | 4669 | 201 | 11 KV PRAKASH | 184129 | 33 KV GOVINDNAGAR( BADADE NAGAR)
19858806 | DLMS-LnT | 053 | TCPIP_DLMS | GSM | Feeder | 4669 | 204 | SUNNY | 184079 | 33 / 11 KV AMBAD III
20233085 | DLMS-LnT | 053 | TCPIP_DLMS | GSM | Feeder | 4669 | 205 | SIHANSTHA NAGAR | 184104 | 33/11 KV CIDCO-II
20233140 | DLMS-LnT | 053 | TCPIP_DLMS | GSM | Feeder | 4669 | 203 | NILCHANDRA | 184079 | 33 / 11 KV AMBAD III
X1959263 | DLMS-Secure | 055 | TCPIP_DLMS | GSM | Feeder | 4669 | 201 | G.P. | 187011 | 132 AMBAD
X1959264 | DLMS-Secure | 055 | TCPIP_DLMS | GSM | Feeder | 4669 | 208 | 11 KV PATHARDI AMBAD | 187011 | 132 AMBAD
XB489541 | DLMS-Secure | 055 | TCPIP_DLMS | GSM | Feeder | 4669 | 208 | 11 KV BALBHARATI | 184045 | 33 KV AMBAD-II
XB489512 | DLMS-Secure | 055 | TCPIP_DLMS | GSM | Feeder | 4669 | 203 | SHIVAJI | 184045 | 33 KV AMBAD-II
XC482319 | DLMS-Secure | 055 | TCPIP_DLMS | GSM | Feeder | 4669 | 210 | FORTUNA EXPRESS FEEDER | 184045 | 33 KV AMBAD-II
05037515 | DLMS-HPL | 076 | TCPIP_DLMS | GSM | Feeder | 4669 | 206 | KIMPLAS | 184109 | 33KV AMBAD IV
05037516 | DLMS-HPL | 076 | TCPIP_DLMS | GSM | Feeder | 4669 | 202 | 11 KV SUDAL | 184109 | 33KV AMBAD IV
12627513 | DLMS-LnT | 053 | TCPIP_DLMS | GSM | Feeder | 4669 | 204 | 11 KV HALDEX | 184109 | 33KV AMBAD IV
12627781 | DLMS-LnT | 053 | TCPIP_DLMS | GSM | Feeder | 4669 | 205 | ACRON | 184045 | 33 KV AMBAD-II
12627669 | DLMS-LnT | 053 | TCPIP_DLMS | GSM | Feeder | 4669 | 206 | ART RUBBER | 184045 | 33 KV AMBAD-II
12627807 | DLMS-LnT | 053 | TCPIP_DLMS | GSM | Feeder | 4669 | 203 | 11 KV GABRIAL | 184109 | 33KV AMBAD IV
13546827 | DLMS-LnT | 053 | TCPIP_DLMS | GSM | Feeder | 4669 | 205 | 11 KV ABELIN | 184109 | 33KV AMBAD IV
12627516 | DLMS-LnT | 053 | TCPIP_DLMS | GSM | Feeder | 4669 | 201 | 11KV GATEWAY | 184109 | 33KV AMBAD IV
XB489526 | DLMS-Secure | 055 | TCPIP_DLMS | GSM | Feeder | 4669 | 211 | 11 KV NEW IT PARK | 184045 | 33 KV AMBAD-II
MSP35719 | Secure | 055 | TCPIP_Secure | GSM | Feeder | 4669 | 205 | TRIMURTI CHOWK | 184055 | 33KV CIDCO I
13546820 | DLMS-LnT | 053 | TCPIP_DLMS | GSM | Feeder | 4669 | 202 | IBP | 184045 | 33 KV AMBAD-II
X0005253 | DLMS-Secure | 055 | TCPIP_DLMS | GSM | Feeder | 4669 | 206 | GOVINDNAGAR | 184055 | 33KV CIDCO I
GJU56192 | Secure | 055 | TCPIP_Secure | GSM | Feeder | 4669 | 202 | 11 KV PIMPRIKAR | 184129 | 33 KV GOVINDNAGAR( BADADE NAGAR)
GJU56193 | Secure | 055 | TCPIP_Secure | GSM | Feeder | 4669 | 204 | 11 KV KALIKA PUMPING EXPRESS | 184129 | 33 KV GOVINDNAGAR( BADADE NAGAR)
X1959262 | DLMS-Secure | 055 | TCPIP_DLMS | GSM | Feeder | 4669 | 202 | X.L.O. | 187011 | 132 AMBAD
X1959261 | DLMS-Secure | 055 | TCPIP_DLMS | GSM | Feeder | 4669 | 207 | 11 KV EXPRESS | 187011 | 132 AMBAD
X1959260 | DLMS-Secure | 055 | TCPIP_DLMS | GSM | Feeder | 4669 | 205 | SIEMENS | 187011 | 132 AMBAD
X1959265 | DLMS-Secure | 055 | TCPIP_DLMS | GSM | Feeder | 4669 | 209 | SUMEET | 187011 | 132 AMBAD
X0005252 | DLMS-Secure | 055 | TCPIP_DLMS | GSM | Feeder | 4669 | 203 | LEKHANAGAR | 184055 | 33KV CIDCO I
04576367 | DLMS-Genus | 065 | TCPIP_DLMS | GSM | Feeder | 4669 | 204 | PAWANNAGAR | 184055 | 33KV CIDCO I
GJU56188 | DLMS-Secure | 055 | NON_AMR_MODEM | GSM | Feeder | 4250 | 204 | 11 KV KALIKA | 184118 | 33 KV SHALIMAR
GJU56189 | Secure | 055 | NON_AMR_MODEM | GSM | Feeder | 4250 | 202 | 11KV RAJEBAHADUR | 184118 | 33 KV SHALIMAR
XD453525 | DLMS-Secure | 055 | TCPIP_DLMS | GSM | Feeder | 4250 | 204 | 11 KV GOLF CLUB FEEDER | 184116 | CIVIL
GJU56196 | Secure | 055 | TCPIP_Secure | GSM | Feeder | 4250 | 201 | 11 KV GANJAMAL | 184118 | 33 KV SHALIMAR
12627774 | DLMS-LnT | 053 | TCPIP_DLMS | GSM | Feeder | 4250 | 201 | 11 KV THAKKAR BAZAR | 184116 | CIVIL
15007752 | LnT | 053 | TCPIP_LnT_9600 | GSM | Feeder | 4252 | 206 | RAM MANDIR | 184131 | 33/11 KV GANESHWADI
08025310 | DLMS-Genus | 065 | TCPIP_DLMS | GSM | Feeder | 4252 | 210 | GOPAL NAGAR | 184018 | 33KV MERI SUB STN
X1094534 | DLMS-Secure | 055 | TCPIP_DLMS | GSM | Feeder | 4252 | 202 | EKDANT TRIKONI BUNGLOW | 184121 | 33/11 KV KRIDA SANKUL
04576969 | DLMS-Genus | 065 | TCPIP_DLMS | GSM | Feeder | 4252 | 206 | AURANGABAD ROAD | 184130 | 33/11 KV TAPOVAN
04576417 | DLMS-Genus | 065 | TCPIP_DLMS | GSM | Feeder | 4252 | 202 | BATUK HANUMAN | 184130 | 33/11 KV TAPOVAN
X1083359 | DLMS-Secure | 055 | TCPIP_DLMS | GSM | Feeder | 4252 | 203 | 11 KV EXPRESS | 184130 | 33/11 KV TAPOVAN
X1083360 | DLMS-Secure | 055 | TCPIP_DLMS | GSM | Feeder | 4252 | 204 | 11 KV CHAVAN MALA | 184130 | 33/11 KV TAPOVAN
X1094591 | DLMS-Secure | 055 | TCPIP_DLMS | GSM | Feeder | 4252 | 206 | MAHAVIR COLLEGE | 184120 | 33/11 KV MHASRUL
X1094535 | DLMS-Secure | 055 | TCPIP_DLMS | GSM | Feeder | 4252 | 203 | SAI NAGAR | 184121 | 33/11 KV KRIDA SANKUL
X1094704 | DLMS-Secure | 055 | TCPIP_DLMS | GSM | Feeder | 4252 | 206 | 11 KV ADGAON FEEDER | 184121 | 33/11 KV KRIDA SANKUL
04576013 | DLMS-Genus | 065 | TCPIP_DLMS | GSM | Feeder | 4252 | 205 | NEW SADHUGRAM | 184130 | 33/11 KV TAPOVAN
X1098090 | DLMS-Secure | 055 | TCPIP_DLMS | GSM | Feeder | 4252 | 204 | VIJAY NAGAR | 184121 | 33/11 KV KRIDA SANKUL
X1094423 | DLMS-Secure | 055 | TCPIP_DLMS | GSM | Feeder | 4252 | 202 | KALANAGAR | 184120 | 33/11 KV MHASRUL
X1094595 | DLMS-Secure | 055 | TCPIP_DLMS | GSM | Feeder | 4252 | 203 | GAYATRI NAGAR | 184120 | 33/11 KV MHASRUL
05036998 | DLMS-HPL | 076 | TCPIP_DLMS | GSM | Feeder | 4252 | 204 | MEHTA | 184120 | 33/11 KV MHASRUL
08023133 | DLMS-Genus | 065 | TCPIP_DLMS | GSM | Feeder | 4252 | 207 | 11 KV BORGADH | 184018 | 33KV MERI SUB STN
00382418 | DLMS-HPL | 076 | TCPIP_DLMS | GSM | Feeder | 4252 | 201 | KRIDA SANKUL | 184121 | 33/11 KV KRIDA SANKUL
18205124 | DLMS-LnT | 053 | TCPIP_DLMS | GSM | Feeder | 4252 | 209 | SATPUR | 184018 | 33KV MERI SUB STN
08023940 | DLMS-Genus | 065 | TCPIP_DLMS | GSM | Feeder | 4252 | 205 | MHASARUL | 184018 | 33KV MERI SUB STN
08023941 | DLMS-Genus | 065 | TCPIP_DLMS | GSM | Feeder | 4252 | 202 | PANCHAK | 184018 | 33KV MERI SUB STN
08023922 | DLMS-Genus | 065 | TCPIP_DLMS | GSM | Feeder | 4252 | 204 | SIHANSTHA | 184018 | 33KV MERI SUB STN
08025601 | DLMS-Genus | 065 | TCPIP_DLMS | GSM | Feeder | 4252 | 208 | EXPRESS | 184018 | 33KV MERI SUB STN
08025652 | DLMS-Genus | 065 | TCPIP_DLMS | GSM | Feeder | 4252 | 205 | GORAKSH NAGAR | 184108 | 33/11 KV APMC
08023128 | DLMS-Genus | 065 | TCPIP_DLMS | GSM | Feeder | 4252 | 201 | 11 KV ASHWAMEGH | 184108 | 33/11 KV APMC
08025651 | DLMS-Genus | 065 | TCPIP_DLMS | GSM | Feeder | 4252 | 201 | PANCHAVATI | 184018 | 33KV MERI SUB STN
X1094504 | DLMS-Secure | 055 | TCPIP_Secure | GSM | Feeder | 4252 | 205 | EKTA NAGAR | 184120 | 33/11 KV MHASRUL
XB452001 | DLMS-Secure | 055 | TCPIP_DLMS | GSM | Feeder | 4252 | 205 | PARK SIDE | 184135 | 33/11 KV NILGIRI BAUG
XB452019 | DLMS-Secure | 055 | TCPIP_DLMS | GSM | Feeder | 4252 | 204 | 11 KV NANDUR MANUR | 184135 | 33/11 KV NILGIRI BAUG
XE489832 | DLMS-Secure | 055 | TCPIP_DLMS | GSM | Feeder | 4252 | 207 | 11 K V PARK SIDE II | 184135 | 33/11 KV NILGIRI BAUG
X1083354 | DLMS-Secure | 055 | TCPIP_DLMS | GSM | Feeder | 4252 | 206 | PETH ROAD | 184018 | 33KV MERI SUB STN
04576768 | DLMS-Genus | 065 | TCPIP_DLMS | GSM | Feeder | 4252 | 203 | APMC FEEDER NO.2 | 184108 | 33/11 KV APMC
07425331 | LnT | 053 | TCPIP_LNT | GSM | Feeder | 4252 | 203 | 11KV RAVIVAR KARANJA | 184018 | 33KV MERI SUB STN
07424897 | LnT | 053 | TCPIP_LnT_9600 | GSM | Feeder | 4252 | 204 | R.T.O. | 184108 | 33/11 KV APMC
14089204 | LnT | 053 | TCPIP_LnT_9600 | GSM | Feeder | 4252 | 202 | GANGA GHAT | 184131 | 33/11 KV GANESHWADI
XB451997 | DLMS-Secure | 055 | TCPIP_DLMS | GSM | Feeder | 4252 | 206 | 11 KV WTP EXPRESS | 184135 | 33/11 KV NILGIRI BAUG
XB452000 | DLMS-Secure | 055 | TCPIP_DLMS | GSM | Feeder | 4252 | 203 | 11 KV SWAMI SAMARTH NAGAR | 184135 | 33/11 KV NILGIRI BAUG
XB452014 | DLMS-Secure | 055 | TCPIP_DLMS | GSM | Feeder | 4252 | 201 | 11 KV AMRUTDHAM | 184135 | 33/11 KV NILGIRI BAUG
14096187 | LnT | 053 | TCPIP_LnT_9600 | GSM | Feeder | 4252 | 205 | KRUSHNA NAGAR | 184131 | 33/11 KV GANESHWADI
00567564 | DLMS-HPL | 076 | TCPIP_DLMS | GSM | Feeder | 4253 | 209 | ASHOK NAGAR | 184070 | 33/11 KV M &M SATPUR
00566220 | DLMS-HPL | 076 | TCPIP_DLMS | GSM | Feeder | 4253 | 207 | ASHOK STAMBH | 184065 | 33/11KV GANGAPUR SUBSTATION
00567665 | DLMS-HPL | 076 | TCPIP_DLMS | GSM | Feeder | 4253 | 204 | C.P. TOOL | 184070 | 33/11 KV M &M SATPUR
14676099 | DLMS-LnT | 053 | TCPIP_DLMS | GSM | Feeder | 4253 | 402 | C C L | 187007 | 132 KV SATPUR
17270689 | DLMS-LnT | 053 | TCPIP_DLMS | GSM | Feeder | 4253 | 405 | 33KV NMC | 187024 | 132 KV SATPUR MIDC
17270752 | DLMS-LnT | 053 | TCPIP_DLMS | GSM | Feeder | 4253 | 201 | CITY I | 187007 | 132 KV SATPUR
17270690 | DLMS-LnT | 053 | TCPIP_DLMS | GSM | Feeder | 4253 | 703 | 132 KV MICO | 187024 | 132 KV SATPUR MIDC
12629403 | DLMS-LnT | 053 | TCPIP_DLMS | GSM | Feeder | 4253 | 202 | CITY-2 | 187007 | 132 KV SATPUR
12629382 | DLMS-LnT | 053 | TCPIP_DLMS | GSM | Feeder | 4253 | 203 | CITY III | 187007 | 132 KV SATPUR
00566204 | DLMS-HPL | 076 | TCPIP_DLMS | GSM | Feeder | 4253 | 201 | TAPARIYA | 184070 | 33/11 KV M &M SATPUR
00380194 | DLMS-HPL | 076 | TCPIP_DLMS | GSM | Feeder | 4253 | 202 | GEOFFRY MANNER | 184070 | 33/11 KV M &M SATPUR
00380141 | DLMS-HPL | 076 | TCPIP_DLMS | GSM | Feeder | 4253 | 206 | V.I.P. | 184070 | 33/11 KV M &M SATPUR
14676103 | DLMS-LnT | 053 | TCPIP_DLMS | GSM | Feeder | 4253 | 403 | CEAT | 187024 | 132 KV SATPUR MIDC
14676100 | DLMS-LnT | 053 | TCPIP_DLMS | GSM | Feeder | 4253 | 408 | 33 KV CITY CENTER MALL | 187007 | 132 KV SATPUR
05036836 | DLMS-HPL | 076 | TCPIP_DLMS | GSM | Feeder | 4253 | 205 | 11 KV MIDC W/W. EXPRESS | 184117 | 33/11 KV POLE FACTORY
08023958 | DLMS-Genus | 065 | TCPIP_DLMS | GSM | Feeder | 4253 | 205 | KRISHI NAGAR | 184065 | 33/11KV GANGAPUR SUBSTATION
X1083335 | DLMS-Secure | 055 | TCPIP_DLMS | GSM | Feeder | 4253 | 204 | 11 KV VIDHYA VIKAS | 184123 | 33/11 KV GANGAPUR PUMPING S/STN
X1957417 | DLMS-Secure | 055 | TCPIP_Secure | GSM | Feeder | 4253 | 201 | 11 KV SAHADEO NAGAR | 184123 | 33/11 KV GANGAPUR PUMPING S/STN
X1094543 | DLMS-Secure | 055 | TCPIP_DLMS | GSM | Feeder | 4253 | 203 | P & T COLONY | 184065 | 33/11KV GANGAPUR SUBSTATION
XE482591 | DLMS-Secure | 055 | TCPIP_DLMS | GSM | Feeder | 4253 | 209 | B-SQUARE | 184065 | 33/11KV GANGAPUR SUBSTATION
08023924 | DLMS-Genus | 065 | TCPIP_DLMS | GSM | Feeder | 4253 | 203 | POLYMER | 184070 | 33/11 KV M &M SATPUR
08023130 | DLMS-Genus | 065 | TCPIP_DLMS | GSM | Feeder | 4253 | 205 | GARWARE | 184070 | 33/11 KV M &M SATPUR
08025650 | DLMS-Genus | 065 | TCPIP_DLMS | GSM | Feeder | 4253 | 207 | 11 KV MVP | 184070 | 33/11 KV M &M SATPUR
Q0585548 | DLMS-Secure | 055 | TCPIP_DLMS | GSM | Feeder | 4253 | 408 | ATLAS CAPCO | 187024 | 132 KV SATPUR MIDC
08025602 | DLMS-Genus | 065 | TCPIP_DLMS | GSM | Feeder | 4253 | 202 | 11 KV MAHINDRA HARIYALI | 184117 | 33/11 KV POLE FACTORY
18205118 | DLMS-LnT | 053 | TCPIP_DLMS | GSM | Feeder | 4253 | 202 | CITY III | 184110 | 33 / 11KV SATPUR CAMPUS
08025449 | DLMS-Genus | 065 | TCPIP_DLMS | GSM | Feeder | 4253 | 206 | VICTOR GASKET | 184117 | 33/11 KV POLE FACTORY
X1302941 | DLMS-Secure | 055 | TCPIP_DLMS | GSM | Feeder | 4253 | 207 | ABB | 184117 | 33/11 KV POLE FACTORY
X1959244 | DLMS-Secure | 055 | TCPIP_DLMS | GSM | Feeder | 4253 | 405 | 33KV NMC | 187007 | 132 KV SATPUR
X1959239 | DLMS-Secure | 055 | TCPIP_DLMS | GSM | Feeder | 4253 | 204 | IND - I | 187007 | 132 KV SATPUR
X1959238 | DLMS-Secure | 055 | TCPIP_DLMS | GSM | Feeder | 4253 | 206 | IND -III | 187007 | 132 KV SATPUR
X1959243 | DLMS-Secure | 055 | TCPIP_DLMS | GSM | Feeder | 4253 | 205 | IND - II | 187007 | 132 KV SATPUR
X1959240 | DLMS-Secure | 055 | TCPIP_DLMS | GSM | Feeder | 4253 | 207 | IND - IV | 187007 | 132 KV SATPUR
X1959241 | DLMS-Secure | 055 | TCPIP_DLMS | GSM | Feeder | 4253 | 208 | IND - V | 187007 | 132 KV SATPUR
00567556 | DLMS-HPL | 076 | TCPIP_DLMS | GSM | Feeder | 4253 | 204 | KULKARNI COLONY | 184065 | 33/11KV GANGAPUR SUBSTATION
08023944 | DLMS-Genus | 065 | TCPIP_DLMS | GSM | Feeder | 4253 | 208 | SHRAMIK NAGAR | 184070 | 33/11 KV M &M SATPUR
X1083331 | DLMS-Secure | 055 | TCPIP_Secure | GSM | Feeder | 4253 | 201 | S. T. COLONY | 184065 | 33/11KV GANGAPUR SUBSTATION
X1094608 | DLMS-Secure | 055 | TCPIP_Secure | GSM | Feeder | 4253 | 202 | MILK DIARY | 184065 | 33/11KV GANGAPUR SUBSTATION
X1094572 | DLMS-Secure | 055 | TCPIP_Secure | GSM | Feeder | 4253 | 206 | PATIL COLONY | 184065 | 33/11KV GANGAPUR SUBSTATION
GJU56190 | Secure | 055 | TCPIP_Secure | GSM | Feeder | 4253 | 202 | 11 KV MANGAL WADI | 184123 | 33/11 KV GANGAPUR PUMPING S/STN
GJU56210 | Secure | 055 | TCPIP_Secure | GSM | Feeder | 4253 | 203 | 11 KV VISHAL POINT | 184123 | 33/11 KV GANGAPUR PUMPING S/STN
08025604 | DLMS-Genus | 065 | TCPIP_DLMS | GSM | Feeder | 4253 | 203 | 11KV GANESH NAGAR | 184117 | 33/11 KV POLE FACTORY
08025653 | DLMS-Genus | 065 | TCPIP_DLMS | GSM | Feeder | 4253 | 204 | 11 KV SUYOG RUBBER | 184117 | 33/11 KV POLE FACTORY
18205195 | DLMS-LnT | 053 | TCPIP_DLMS | GSM | Feeder | 4253 | 201 | 11 KV CITY-I | 184110 | 33 / 11KV SATPUR CAMPUS
14676092 | DLMS-LnT | 053 | TCPIP_DLMS | GSM | Feeder | 4253 | 410 | 33KV SHRAMIK NAGAR | 187024 | 132 KV SATPUR MIDC
14676105 | DLMS-LnT | 053 | TCPIP_DLMS | GSM | Feeder | 4253 | 407 | 33 KV MAHINDRA SONA | 187024 | 132 KV SATPUR MIDC
13546818 | DLMS-LnT | 053 | TCPIP_DLMS | GSM | Feeder | 4253 | 210 | 11 KV M &M PLANT-II | 184070 | 33/11 KV M &M SATPUR
14676102 | DLMS-LnT | 053 | TCPIP_DLMS | GSM | Feeder | 4253 | 401 | EPCOS | 187007 | 132 KV SATPUR
14676091 | DLMS-LnT | 053 | TCPIP_DLMS | GSM | Feeder | 4253 | 402 | CAPRIHANS | 187024 | 132 KV SATPUR MIDC
04576483 | DLMS-Genus | 065 | TCPIP_DLMS | GSM | Feeder | 4253 | 201 | 11 KV SHAREEN AUTO | 184117 | 33/11 KV POLE FACTORY
15017545 | LnT | 053 | TCPIP_LnT_9600 | GSM | Feeder | 0493 | 210 | 11 KV KADWA COLONY | 184101 | 33/11 KV SHINDE
16002834 | LnT | 053 | TCPIP_LnT_9600 | GSM | Feeder | 0493 | 202 | 11 KV MOHOO | 184134 | 33/11 KV WADZIRE
16002758 | LnT | 053 | TCPIP_LnT_9600 | GSM | Feeder | 0493 | 204 | 11 KV BRAMANWADE INDUSTRIAL | 184134 | 33/11 KV WADZIRE
15007751 | LnT | 053 | TCPIP_LnT_9600 | GSM | Feeder | 0493 | 207 | 11 KV DESHMUKH SOLAR | 184102 | 33/11 KV ADGAON
MSP35779 | Secure | 055 | TCPIP_Secure | GSM | Feeder | 0493 | 206 | 11 KV JAKHORI | 184059 | 33/11 KV NAIGAON
07425238 | LnT | 053 | TCPIP_LNT | GSM | Feeder | 0493 | 204 | 11 KV HINGANWEDA | 184124 | 33/11 KV SAMANGAON
07425316 | LnT | 053 | TCPIP_LNT | GSM | Feeder | 0493 | 201 | 11 KV EKLAHARE | 184124 | 33/11 KV SAMANGAON
X0005250 | DLMS-Secure | 055 | TCPIP_DLMS | GSM | Feeder | 0493 | 201 | 11 KV SAYYADPIMPRI -AG- | 184102 | 33/11 KV ADGAON
X0005247 | DLMS-Secure | 055 | TCPIP_DLMS | GSM | Feeder | 0493 | 205 | 11 KV ADGAON-II | 184102 | 33/11 KV ADGAON
X0005246 | DLMS-Secure | 055 | TCPIP_DLMS | GSM | Feeder | 0493 | 202 | 11 KV ADGAON I | 184102 | 33/11 KV ADGAON
15107790 | LnT | 053 | TCPIP_LnT_9600 | GSM | Feeder | 0493 | 205 | 11 KV CHICKLI FEEDER | 184134 | 33/11 KV WADZIRE
00380060 | DLMS-HPL | 076 | TCPIP_DLMS | GSM | Feeder | 0493 | 207 | 11 KV ENGI COLLEGE IND. | 184101 | 33/11 KV SHINDE
00380152 | DLMS-HPL | 076 | TCPIP_DLMS | GSM | Feeder | 0493 | 203 | 11 KV JOGALTEMBHI | 184059 | 33/11 KV NAIGAON
08025307 | DLMS-Genus | 065 | TCPIP_DLMS | GSM | Feeder | 0493 | 201 | 11 KV PIMPALGAON | 184059 | 33/11 KV NAIGAON
X0400925 | DLMS-Secure | 055 | TCPIP_DLMS | GSM | Feeder | 0493 | 206 | 11 K V E M I EXPRESS | 184101 | 33/11 KV SHINDE
17271999 | DLMS-LnT | 053 | TCPIP_DLMS | GSM | Feeder | 0493 | 207 | 11 KV NAIGAON | 184059 | 33/11 KV NAIGAON
17271955 | DLMS-LnT | 053 | TCPIP_DLMS | GSM | Feeder | 0493 | 205 | 11 KV SONGIRI | 184059 | 33/11 KV NAIGAON
17272024 | DLMS-LnT | 053 | TCPIP_DLMS | GSM | Feeder | 0493 | 205 | 11 KV KOTAMGAON | 184124 | 33/11 KV SAMANGAON
17271998 | DLMS-LnT | 053 | TCPIP_DLMS | GSM | Feeder | 0493 | 203 | 11 KV CHINCHOLI | 184101 | 33/11 KV SHINDE
17271954 | DLMS-LnT | 053 | TCPIP_DLMS | GSM | Feeder | 0493 | 208 | 11 KV SUGAR FACTORY IND. | 184101 | 33/11 KV SHINDE
17271956 | DLMS-LnT | 053 | TCPIP_DLMS | GSM | Feeder | 0493 | 201 | 11 KV PALSE | 184101 | 33/11 KV SHINDE
17272027 | DLMS-LnT | 053 | TCPIP_DLMS | GSM | Feeder | 0493 | 202 | 11 KV SHINDE | 184101 | 33/11 KV SHINDE
17271957 | DLMS-LnT | 053 | TCPIP_DLMS | GSM | Feeder | 0493 | 205 | 11 KV SHINDE INDUSTRIAL | 184101 | 33/11 KV SHINDE
17270698 | DLMS-LnT | 053 | TCPIP_DLMS | GSM | Feeder | 0493 | 403 | DRDO | 187026 | 132 KV ADGAON
07328068 | LnT | 053 | TCPIP_LNT | GSM | Feeder | 0493 | 203 | 11 KV SAMANGAON | 184124 | 33/11 KV SAMANGAON
00309552 | DLMS-HPL | 076 | TCPIP_DLMS | GSM | Feeder | 0493 | 203 | 11 KV VINCHUR GAWALI | 184102 | 33/11 KV ADGAON
12626712 | DLMS-LnT | 053 | TCPIP_DLMS | GSM | Feeder | 0493 | 209 | 11 KV SINNER P.W.W. | 184101 | 33/11 KV SHINDE
16002755 | LnT | 053 | TCPIP_LnT_9600 | GSM | Feeder | 0493 | 201 | 11 KV WADZIRE | 184134 | 33/11 KV WADZIRE
16002817 | LnT | 053 | TCPIP_LnT_9600 | GSM | Feeder | 0493 | 203 | 11 KV WADZIRE INDUSTRIAL | 184134 | 33/11 KV WADZIRE
03003879 | Genus | 065 | TCPIP_Genus | GSM | Feeder | 0493 | 202 | 11 KV COLONY I | 188004 | 220 KV EKLAHARE(OCR)
14676612 | DLMS-LnT | 053 | TCPIP_DLMS | GSM | Feeder | 0493 | 404 | 33 KV I.S.P. | 188004 | 220 KV EKLAHARE(OCR)
17272066 | DLMS-LnT | 053 | TCPIP_DLMS | GSM | Feeder | 0493 | 203 | 11 KV COLONY II | 188004 | 220 KV EKLAHARE(OCR)
00309559 | DLMS-HPL | 076 | TCPIP_DLMS | GSM | Feeder | 0493 | 202 | 11 KV SAVALI | 184059 | 33/11 KV NAIGAON
00567580 | DLMS-HPL | 076 | TCPIP_DLMS | GSM | Feeder | 0493 | 202 | 11 KV ASH RECOVERY | 184124 | 33/11 KV SAMANGAON
12627782 | DLMS-LnT | 053 | TCPIP_DLMS | GSM | Feeder | 0493 | 204 | 11 KV SAYYADPIMPRI -GAO- | 184102 | 33/11 KV ADGAON
08025466 | DLMS-Genus | 065 | TCPIP_DLMS | GSM | Feeder | 0493 | 204 | 11 KV DESHWANDI | 184059 | 33/11 KV NAIGAON
19859184 | DLMS-LnT | 053 | TCPIP_DLMS | GSM | Feeder | 0493 | 407 | 33KV CPRI FEEDER | 187026 | 132 KV ADGAON
17271769 | DLMS-LnT | 053 | TCPIP_LNT | GSM | Feeder | 4671 | 205 | 11 KV BELATGAVAN | 184107 | 33/11KV DEOLALI CAMP
00380742 | DLMS-HPL | 076 | TCPIP_DLMS | GSM | Feeder | 4671 | 205 | 11 KV PANDHURLI | 184029 | 33/11KV BHAGUR
04576656 | DLMS-Genus | 065 | TCPIP_DLMS | GSM | Feeder | 4671 | 201 | 11 KV BALGRUHA ROAD | 184107 | 33/11KV DEOLALI CAMP
04576651 | DLMS-Genus | 065 | TCPIP_DLMS | GSM | Feeder | 4671 | 204 | 11 KV SHIGVE BAHULA | 184107 | 33/11KV DEOLALI CAMP
04576566 | DLMS-Genus | 065 | TCPIP_DLMS | GSM | Feeder | 4671 | 203 | 11 KV SADAR BAZAR | 184107 | 33/11KV DEOLALI CAMP
00380167 | DLMS-HPL | 076 | TCPIP_DLMS | GSM | Feeder | 4671 | 202 | 11 KV DHAMANGAON | 184029 | 33/11KV BHAGUR
04576652 | DLMS-Genus | 065 | TCPIP_DLMS | GSM | Feeder | 4671 | 202 | 11 KV NAGZIRA | 184107 | 33/11KV DEOLALI CAMP
04576001 | DLMS-Genus | 065 | TCPIP_DLMS | GSM | Feeder | 4671 | 201 | 11 KV BYTCO | 184080 | 33/11KV MUKTIDHAM
00381078 | DLMS-HPL | 076 | TCPIP_DLMS | GSM | Feeder | 4671 | 206 | 11 KV AIR FORCE | 184029 | 33/11KV BHAGUR
X1083319 | DLMS-Secure | 055 | TCPIP_DLMS | GSM | Feeder | 4671 | 207 | 11KV SANSARI | 184029 | 33/11KV BHAGUR
04576914 | DLMS-Genus | 065 | TCPIP_DLMS | GSM | Feeder | 4671 | 201 | 11KV DHADEGAON | 184029 | 33/11KV BHAGUR
00380871 | DLMS-HPL | 076 | TCPIP_DLMS | GSM | Feeder | 4671 | 205 | 11 KV DATTAMANDIR | 184080 | 33/11KV MUKTIDHAM
08023960 | DLMS-Genus | 065 | TCPIP_DLMS | GSM | Feeder | 4671 | 203 | 11 KV DEOLALI CAMP | 184029 | 33/11KV BHAGUR
12629409 | DLMS-LnT | 053 | TCPIP_DLMS | GSM | Feeder | 4671 | 405 | 33 KV AIR FORCE | 184029 | 33/11KV BHAGUR
X1304701 | DLMS-Secure | 055 | TCPIP_DLMS | GSM | Feeder | 4671 | 208 | 11 KV BARNES SCHOOL | 184029 | 33/11KV BHAGUR
08025303 | DLMS-Genus | 065 | TCPIP_DLMS | GSM | Feeder | 4671 | 203 | 11 KV ANAND NAGAR | 184080 | 33/11KV MUKTIDHAM
08025455 | DLMS-Genus | 065 | TCPIP_DLMS | GSM | Feeder | 4671 | 204 | 11 KV DEOLALIGAON | 184080 | 33/11KV MUKTIDHAM
08024179 | DLMS-Genus | 065 | TCPIP_DLMS | GSM | Feeder | 4671 | 206 | 11 KV LAM ROAD | 184080 | 33/11KV MUKTIDHAM
00309226 | DLMS-HPL | 076 | TCPIP_DLMS | GSM | Feeder | 4671 | 204 | 11 KV JAIGAON | 184029 | 33/11KV BHAGUR
X1094645 | DLMS-Secure | 055 | TCPIP_LNT | GSM | Feeder | 4671 | 202 | 11 KV SUBHASH ROAD | 184080 | 33/11KV MUKTIDHAM
X0399780 | DLMS-Secure | 055 | TCPIP_DLMS | GSM | Feeder | 4671 | 401 | 33 KV O/G GARISSON FDR | 184107 | 33/11KV DEOLALI CAMP
00380135 | DLMS-HPL | 076 | TCPIP_DLMS | GSM | Feeder | 4670 | 203 | 11KV INDIRANAGAR | 184105 | 33/11 KV PATHARDI
00380163 | DLMS-HPL | 076 | TCPIP_DLMS | GSM | Feeder | 4670 | 201 | 11 KV PATHARDI | 184105 | 33/11 KV PATHARDI
00380068 | DLMS-HPL | 076 | TCPIP_DLMS | GSM | Feeder | 4670 | 211 | 11 KV UTTARANAGAR | 184115 | 33/11 KV TAKALI
14677696 | DLMS-LnT | 053 | TCPIP_DLMS | GSM | Feeder | 4670 | 403 | Ganeshwadi Pumping | 187013 | 132KV TAKALI SUB STATION
X1455165 | DLMS-Secure | 055 | TCPIP_DLMS | GSM | Feeder | 4670 | 209 | AMIT BUILDERS | 184105 | 33/11 KV PATHARDI
MSP35857 | Secure | 055 | TCPIP_Secure | GSM | Feeder | 4670 | 207 | 11 KV ADGAON TAKALI | 184115 | 33/11 KV TAKALI
04576565 | DLMS-Genus | 065 | TCPIP_DLMS | GSM | Feeder | 4670 | 205 | 11 KV WASAN NAGAR | 184105 | 33/11 KV PATHARDI
X1094518 | DLMS-Secure | 055 | TCPIP_DLMS | GSM | Feeder | 4670 | 204 | 11 KV INDUSTRIAL | 184115 | 33/11 KV TAKALI
04576981 | DLMS-Genus | 065 | TCPIP_DLMS | GSM | Feeder | 4670 | 204 | 11 KV RAJIV NAGAR | 184105 | 33/11 KV PATHARDI
04576984 | DLMS-Genus | 065 | TCPIP_DLMS | GSM | Feeder | 4670 | 208 | 11KV NAYANTARA GOLD | 184105 | 33/11 KV PATHARDI
00309031 | DLMS-HPL | 076 | TCPIP_DLMS | GSM | Feeder | 4670 | 202 | 11 KV WADNER | 184105 | 33/11 KV PATHARDI
00308321 | DLMS-HPL | 076 | TCPIP_DLMS | GSM | Feeder | 4670 | 201 | 11 KV MUMBAI ROAD | 184115 | 33/11 KV TAKALI
00309551 | DLMS-HPL | 076 | TCPIP_DLMS | GSM | Feeder | 4670 | 202 | 11 KV POONA ROAD | 184115 | 33/11 KV TAKALI
MSP35798 | Secure | 055 | TCPIP_Secure | GSM | Feeder | 4670 | 208 | OLD-NASHIK | 184115 | 33/11 KV TAKALI
XB499205 | DLMS-Secure | 055 | TCPIP_DLMS | GSM | Feeder | 4670 | 401 | 33 KV ASHOKA HOSPITAL EXPRESS | 184133 | 33/11 KV SHIVAJI WADI
00380200 | DLMS-HPL | 076 | TCPIP_DLMS | GSM | Feeder | 4670 | 203 | 11 KV SHANKAR NAGAR | 184115 | 33/11 KV TAKALI
00382409 | DLMS-HPL | 076 | TCPIP_DLMS | GSM | Feeder | 4670 | 210 | 11 KV TAKALI | 184115 | 33/11 KV TAKALI
18205121 | DLMS-LnT | 053 | TCPIP_DLMS | GSM | Feeder | 4670 | 206 | 11KV EKTA | 184105 | 33/11 KV PATHARDI
12628822 | DLMS-LnT | 053 | TCPIP_DLMS | GSM | Feeder | 4670 | 206 | GODAWARI | 184115 | 33/11 KV TAKALI
12627707 | DLMS-LnT | 053 | TCPIP_DLMS | GSM | Feeder | 4670 | 207 | 11 KV PARKSYDE | 184105 | 33/11 KV PATHARDI
X1603098 | DLMS-Secure | 055 | TCPIP_DLMS | GSM | Feeder | 4670 | 210 | RAHUL & PRANAV ( RADISSON BLU ) | 184105 | 33/11 KV PATHARDI
16002813 | LnT | 053 | TCPIP_LnT_9600 | GSM | Feeder | 4670 | 203 | 11 KV SHANI MANDIR | 184133 | 33/11 KV SHIVAJI WADI
03002123 | Genus | 065 | TCPIP_Genus | GSM | Feeder | 4670 | 204 | 11 KV RAJUR | 184113 | 33 / 11 KV SARUL (VILHOLI)
03003979 | Genus | 065 | TCPIP_Genus | GSM | Feeder | 4670 | 203 | 11 KV VIJAYANAND | 184113 | 33 / 11 KV SARUL (VILHOLI)
03003818 | Genus | 065 | TCPIP_Genus | GSM | Feeder | 4670 | 201 | 11 KV ZETEX INDUSTRIAL 1 | 184113 | 33 / 11 KV SARUL (VILHOLI)
03003364 | Genus | 065 | TCPIP_Genus | GSM | Feeder | 4670 | 202 | 11 KV NTC INDUSTRIAL 2 | 184113 | 33 / 11 KV SARUL (VILHOLI)
15107775 | LnT | 053 | TCPIP_LnT_9600 | GSM | Feeder | 4670 | 201 | 11 KV KALPATARU | 184133 | 33/11 KV SHIVAJI WADI
16002837 | LnT | 053 | TCPIP_LnT_9600 | GSM | Feeder | 4670 | 204 | 11 KV DIPALI NAGAR | 184133 | 33/11 KV SHIVAJI WADI
16002802 | LnT | 053 | TCPIP_LnT_9600 | GSM | Feeder | 4670 | 202 | 11 KV BHARAT NAGAR | 184133 | 33/11 KV SHIVAJI WADI
04576655 | DLMS-Genus | 065 | TCPIP_DLMS | GSM | Feeder | 4670 | 205 | 11 KV SAPAT - VILHOLI | 184113 | 33 / 11 KV SARUL (VILHOLI)
16002803 | LnT | 053 | TCPIP_LnT_9600 | GSM | Feeder | 4670 | 205 | CURIE MANAVTA | 184133 | 33/11 KV SHIVAJI WADI
16002778 | LnT | 053 | TCPIP_LnT_9600 | GSM | Feeder | 4670 | 206 | 11 KV BHABA NAGAR | 184133 | 33/11 KV SHIVAJI WADI
17271750 | DLMS-LnT | 053 | TCPIP_Secure | GSM | Feeder | 4749 | 202 | 11 KV DARI | 184127 | 33 KV MUNGSARA
XB431185 | DLMS-Secure | 055 | TCPIP_DLMS | GSM | Feeder | 4749 | 202 | NASHIK VINTERS | 184122 | 33/11KV SHRAMIK NAGAR
X1304671 | DLMS-Secure | 055 | TCPIP_Secure | GSM | Feeder | 4749 | 207 | 11 KV OMKARNAGAR | 184103 | 33/11 KV MAKHMALABAD
06600699 | LnT | 053 | TCPIP_LNT | GSM | Feeder | 4749 | 202 | 11 KV MUNGSARA | 184103 | 33/11 KV MAKHMALABAD
06599293 | LnT | 053 | TCPIP_LNT | GSM | Feeder | 4749 | 201 | 11 KV MAKHMALABAD | 184103 | 33/11 KV MAKHMALABAD
17271748 | DLMS-LnT | 053 | NON_AMR_MODEM | GSM | Feeder | 4749 | 206 | DUGAON | 184127 | 33 KV MUNGSARA
RJU03651 | Secure | 055 | NON_AMR_MODEM | GSM | Feeder | 4749 | 204 | 11 KV RADHAKRUSHNA NAGAR | 184122 | 33/11KV SHRAMIK NAGAR
RJU03653 | Secure | 055 | TCPIP_Secure | GSM | Feeder | 4749 | 205 | 11 KV GANGASAGAR | 184122 | 33/11KV SHRAMIK NAGAR
RJU03643 | Secure | 055 | NON_AMR_MODEM | GSM | Feeder | 4749 | 206 | 11 KV PAJHAR TALAV | 184122 | 33/11KV SHRAMIK NAGAR
17271749 | DLMS-LnT | 053 | NON_AMR_MODEM | GSM | Feeder | 4749 | 205 | 11 KV CHANDSHI | 184127 | 33 KV MUNGSARA
17271751 | DLMS-LnT | 053 | TCPIP_Secure | GSM | Feeder | 4749 | 203 | 11 KV DHAGUR | 184127 | 33 KV MUNGSARA
07424942 | LnT | 053 | TCPIP_LNT | GSM | Feeder | 4749 | 203 | 11 KV PETHROAD | 184103 | 33/11 KV MAKHMALABAD
17271977 | DLMS-LnT | 053 | TCPIP_DLMS | GSM | Feeder | 0451 | 203 | 11 KV MAHIRAWANI | 184128 | 33/11 KV TRIMBAK
08025553 | DLMS-Genus | 065 | TCPIP_DLMS | GSM | Feeder | 0451 | 202 | 11 KV CHINCHWAD | 184022 | 33/11 KV HARSUL
05100554 | Elster | 057 | TCPIP_Elster_RS232 | GSM | Feeder | 0451 | 202 | 11 KV ROHILE | 184112 | 33/ 11 KV KONE
X0401267 | Secure | 055 | NON_AMR_MODEM | GSM | Feeder | 0451 | 205 | 11 KV CHINCHWAD GAONTHAN | 184022 | 33/11 KV HARSUL
X0398610 | Secure | 055 | NON_AMR_MODEM | GSM | Feeder | 0451 | 204 | 11 KV SHIRASGAON | 184022 | 33/11 KV HARSUL
X0401268 | Secure | 055 | NON_AMR_MODEM | GSM | Feeder | 0451 | 201 | 11 KV HARSUL | 184022 | 33/11 KV HARSUL
X0398608 | Secure | 055 | NON_AMR_MODEM | GSM | Feeder | 0451 | 207 | 11 RANGHAR GAONTHAN | 184022 | 33/11 KV HARSUL
X0398607 | DLMS-Secure | 055 | NON_AMR_MODEM | GSM | Feeder | 0451 | 206 | 11 KV NIRGUDE THANAPADA(GAON) | 184022 | 33/11 KV HARSUL
04576537 | DLMS-Genus | 065 | TCPIP_DLMS | GSM | Feeder | 0451 | 209 | 11 KV TALWADE | 184128 | 33/11 KV TRIMBAK
04576735 | DLMS-Genus | 065 | TCPIP_DLMS | GSM | Feeder | 0451 | 208 | 11 KV M.J.P. | 184128 | 33/11 KV TRIMBAK
15017611 | LnT | 053 | TCPIP_LnT_9600 | GSM | Feeder | 0451 | 201 | 11 KV JADHAV SANKUL | 184132 | 33/11 KV BELGAON DHAGA
07328214 | LnT | 053 | TCPIP_LNT | GSM | Feeder | 0451 | 201 | 11 KV EXPRESS | 184106 | 33/11 KV KHAMBALE
07328067 | LnT | 053 | TCPIP_LNT | GSM | Feeder | 0451 | 202 | 11 KV KHAMBALE | 184106 | 33/11 KV KHAMBALE
X1431404 | DLMS-Secure | 055 | TCPIP_DLMS | GSM | Feeder | 0451 | 203 | 11 KV AVAHATE | 184302 | 33/11 KV DHALEWADI
04576604 | DLMS-Genus | 065 | TCPIP_DLMS | GSM | Feeder | 0451 | 209 | 11 KV MAHADEO NAGAR | 184126 | 33/11 KV GIRNARE
00310986 | DLMS-HPL | 076 | TCPIP_DLMS | GSM | Feeder | 0451 | 201 | 11 KV WAGHERE | 184112 | 33/ 11 KV KONE
X0398631 | DLMS-Secure | 055 | TCPIP_DLMS | GSM | Feeder | 0451 | 205 | 11 KV WADGAON | 184126 | 33/11 KV GIRNARE
X0398606 | DLMS-Secure | 055 | TCPIP_DLMS | GSM | Feeder | 0451 | 202 | 11 KV MAKHMALABAD | 184126 | 33/11 KV GIRNARE
18205117 | LnT | 053 | TCPIP_LnT_9600 | GSM | Feeder | 0451 | 205 | PIMPRI GAVTHAN | 184112 | 33/ 11 KV KONE
17271867 | DLMS-LnT | 053 | TCPIP_DLMS | GSM | Feeder | 0451 | 202 | 11 KV PEGALWADI | 184128 | 33/11 KV TRIMBAK
17271974 | DLMS-LnT | 053 | TCPIP_DLMS | GSM | Feeder | 0451 | 201 | 11 KV TRIMBAK | 184128 | 33/11 KV TRIMBAK
17271863 | DLMS-LnT | 053 | TCPIP_DLMS | GSM | Feeder | 0451 | 205 | SWAMI SAMARTH | 184128 | 33/11 KV TRIMBAK
05100546 | Elster | 057 | TCPIP_Elster_RS232 | GSM | Feeder | 0451 | 203 | 11 KV DHONDEGAON | 184112 | 33/ 11 KV KONE
15017608 | LnT | 053 | TCPIP_LnT_9600 | GSM | Feeder | 0451 | 207 | 11 KV NAIKWADI | 184126 | 33/11 KV GIRNARE
18086620 | DLMS-LnT | 053 | TCPIP_DLMS | GSM | Feeder | 0451 | 207 | 11 KV KHAMBALE GAOTHAN | 184106 | 33/11 KV KHAMBALE
X1284451 | DLMS-Secure | 055 | TCPIP_DLMS | GSM | Feeder | 0451 | 202 | 11 KV CHANDRACHIMET | 184302 | 33/11 KV DHALEWADI
X1431413 | DLMS-Secure | 055 | TCPIP_DLMS | GSM | Feeder | 0451 | 201 | 11 KV TAKE HARSH | 184302 | 33/11 KV DHALEWADI
04576849 | DLMS-Genus | 065 | TCPIP_DLMS | GSM | Feeder | 0451 | 210 | 11 KV KALMUSTE | 184128 | 33/11 KV TRIMBAK
00567567 | DLMS-HPL | 076 | TCPIP_DLMS | GSM | Feeder | 0451 | 206 | 11 KV LADACHI | 184126 | 33/11 KV GIRNARE
X1457840 | DLMS-Secure | 055 | TCPIP_LnT_9600 | GSM | Feeder | 0451 | 403 | DAHALEWADI | 184128 | 33/11 KV TRIMBAK
X0398609 | DLMS-Secure | 055 | TCPIP_DLMS | GSM | Feeder | 0451 | 206 | 11 KV DEVARGAON GAONTHAN | 184112 | 33/ 11 KV KONE
17271864 | DLMS-LnT | 053 | TCPIP_DLMS | GSM | Feeder | 0451 | 201 | 11 KV GIRNARE-GAOTHAN | 184126 | 33/11 KV GIRNARE
17271973 | DLMS-LnT | 053 | TCPIP_DLMS | GSM | Feeder | 0451 | 207 | 11 KV AMBOLI GAONTHAN | 184128 | 33/11 KV TRIMBAK
17271976 | DLMS-LnT | 053 | TCPIP_DLMS | GSM | Feeder | 0451 | 204 | 11 KV AMBOLI | 184128 | 33/11 KV TRIMBAK
17271866 | DLMS-LnT | 053 | TCPIP_DLMS | GSM | Feeder | 0451 | 203 | 11 KV GANGAMHALUNGI | 184126 | 33/11 KV GIRNARE
17271975 | DLMS-LnT | 053 | TCPIP_DLMS | GSM | Feeder | 0451 | 206 | WATER SUPPLY | 184128 | 33/11 KV TRIMBAK
17271865 | DLMS-LnT | 053 | TCPIP_DLMS | GSM | Feeder | 0451 | 204 | 11 KV GANGAPUR-AG | 184126 | 33/11 KV GIRNARE
17271913 | DLMS-LnT | 053 | TCPIP_DLMS | GSM | Feeder | 0451 | 206 | 11 KV SANDIP FOUNDATION | 184106 | 33/11 KV KHAMBALE
17271916 | DLMS-LnT | 053 | TCPIP_DLMS | GSM | Feeder | 0451 | 204 | 11 KV DUDGAON | 184106 | 33/11 KV KHAMBALE
17271917 | DLMS-LnT | 053 | TCPIP_DLMS | GSM | Feeder | 0451 | 205 | 11 KV MULEGAON | 184106 | 33/11 KV KHAMBALE
04576605 | DLMS-Genus | 065 | TCPIP_DLMS | GSM | Feeder | 4251 | 201 | 11 KV ARTILLARY | 184125 | 33/11 KV UPNAGAR
17075451 | DLMS-LnT | 053 | TCPIP_DLMS | GSM | Feeder | 4251 | 202 | 11 KV PRESS | 184074 | 33/11 KV PANCHAK
X1083371 | DLMS-Secure | 055 | TCPIP_DLMS | GSM | Feeder | 4251 | 205 | 11KV DGP NAGAR | 184125 | 33/11 KV UPNAGAR
X1083327 | DLMS-Secure | 055 | TCPIP_DLMS | GSM | Feeder | 4251 | 403 | 33 KV GARRISON | 184125 | 33/11 KV UPNAGAR
08023963 | DLMS-Genus | 065 | TCPIP_DLMS | GSM | Feeder | 4251 | 204 | 11 KV GANDHINAGAR | 184125 | 33/11 KV UPNAGAR
X1094422 | DLMS-Secure | 055 | TCPIP_DLMS | GSM | Feeder | 4251 | 416 | 33KV CNP | 184074 | 33/11 KV PANCHAK
X1094488 | DLMS-Secure | 055 | TCPIP_DLMS | GSM | Feeder | 4251 | 206 | 11 KV SAMATA NAGAR | 184125 | 33/11 KV UPNAGAR
X1094544 | DLMS-Secure | 055 | TCPIP_DLMS | GSM | Feeder | 4251 | 207 | 11 KV NMC WATER SUPPLY EXPRESS | 184125 | 33/11 KV UPNAGAR
12627701 | DLMS-LnT | 053 | TCPIP_DLMS | GSM | Feeder | 4251 | 205 | 11 KV CITY-II | 184074 | 33/11 KV PANCHAK
12627731 | DLMS-LnT | 053 | TCPIP_DLMS | GSM | Feeder | 4251 | 203 | 11 KV MOTWANI | 184074 | 33/11 KV PANCHAK
12627769 | DLMS-LnT | 053 | TCPIP_DLMS | GSM | Feeder | 4251 | 208 | 11KV GOREWADI | 184074 | 33/11 KV PANCHAK
04576546 | DLMS-Genus | 065 | TCPIP_DLMS | GSM | Feeder | 4251 | 209 | 11 KV DURGA MANDIR | 184074 | 33/11 KV PANCHAK
04576489 | DLMS-Genus | 065 | TCPIP_DLMS | GSM | Feeder | 4251 | 203 | 11 KV ICCHAMANI | 184125 | 33/11 KV UPNAGAR
04576544 | DLMS-Genus | 065 | TCPIP_DLMS | GSM | Feeder | 4251 | 210 | 11KV RAHUL NAGAR | 184074 | 33/11 KV PANCHAK
04576545 | DLMS-Genus | 065 | TCPIP_DLMS | GSM | Feeder | 4251 | 202 | 11 KV NASHIK ROAD | 184125 | 33/11 KV UPNAGAR
X1192957 | DLMS-Secure | 055 | TCPIP_DLMS | GSM | Feeder | 4251 | 204 | 11 KV CHEHEDI PUMPING | 184297 | RTC EKLAHARE
X1192954 | DLMS-Secure | 055 | TCPIP_DLMS | GSM | Feeder | 4251 | 202 | 11 KV POLYTECHNIC | 184297 | RTC EKLAHARE
X1192956 | DLMS-Secure | 055 | TCPIP_DLMS | GSM | Feeder | 4251 | 201 | 11 KV EKLAHAREROAD | 184297 | RTC EKLAHARE
08023929 | DLMS-Genus | 065 | TCPIP_DLMS | GSM | Feeder | 4251 | 206 | 11 KV CITRIC | 184074 | 33/11 KV PANCHAK
04576983 | DLMS-Genus | 065 | TCPIP_DLMS | GSM | Feeder | 4251 | 201 | 11 KV SINNARPHATA | 184074 | 33/11 KV PANCHAK
12627166 | DLMS-LnT | 053 | TCPIP_DLMS | GSM | Feeder | 4251 | 207 | 11 KV NMC SEWAGE | 184074 | 33/11 KV PANCHAK
14676409 | DLMS-LnT | 053 | TCPIP_DLMS | GSM | Feeder | 4251 | 204 | 11 KV CITY-I | 184074 | 33/11 KV PANCHAK
18205742 | DLMS-LnT | 053 | TCPIP_DLMS | GSM | Feeder | 2801 | 202 | 11 KV MHAISANG FDR . | 024021 | 33 KV APATAPA
14756365 | DLMS-LnT | 053 | TCPIP_DLMS | GSM | Feeder | 2801 | 401 | 33 KV WANI RAMBHAPUR I/C NO. 2 | 024003 | 33 KV WANI RAMBHAPUR
18205741 | DLMS-LnT | 053 | TCPIP_DLMS | GSM | Feeder | 2801 | 201 | 11 KV GHUSAR FDR . | 024021 | 33 KV APATAPA
18205747 | DLMS-LnT | 053 | TCPIP_DLMS | GSM | Feeder | 2801 | 206 | 11 KV GOREGOAN AG | 024023 | 33 KV NIMBI
18205766 | DLMS-LnT | 053 | TCPIP_DLMS | GSM | Feeder | 2801 | 208 | 11 KV BORGAON AG | 024003 | 33 KV WANI RAMBHAPUR
18205767 | DLMS-LnT | 053 | TCPIP_DLMS | GSM | Feeder | 2801 | 201 | 11 KV BORGAON | 024003 | 33 KV WANI RAMBHAPUR
X1603079 | DLMS-Secure | 055 | TCPIP_DLMS | GSM | Feeder | 2801 | 203 | 11KV BORGAON GAOTHAN FEEDER | 024075 | 33/11 KV BORGOAN MANJU SSTN
X0399270 | DLMS-Secure | 055 | TCPIP_DLMS | GSM | Feeder | 2801 | 203 | 11 KV RUHATIYA EXP. FEEDER | 024023 | 33 KV NIMBI
X0853768 | DLMS-Secure | 055 | TCPIP_DLMS | GSM | Feeder | 2801 | 207 | 11KV ADANI YELWAN | 024051 | 33/11KV KANSHIVANI
X0853767 | DLMS-Secure | 055 | TCPIP_DLMS | GSM | Feeder | 2801 | 206 | 11 KV RAJESHWAR EXPRESS. | 024003 | 33 KV WANI RAMBHAPUR
X0399999 | DLMS-Secure | 055 | TCPIP_DLMS | GSM | Feeder | 2801 | 401 | 33 KV VIZORA I/C | 024038 | 33 KV VIZORA
X0398825 | DLMS-Secure | 055 | TCPIP_DLMS | GSM | Feeder | 2801 | 203 | 11KV DEOLI AG | 024051 | 33/11KV KANSHIVANI
X0398827 | DLMS-Secure | 055 | TCPIP_DLMS | GSM | Feeder | 2801 | 202 | 11KV RAHIT AG | 024051 | 33/11KV KANSHIVANI
X1603105 | DLMS-Secure | 055 | TCPIP_DLMS | GSM | Feeder | 2801 | 202 | 11KV BORGAON AG FEEDER | 024075 | 33/11 KV BORGOAN MANJU SSTN
18205703 | DLMS-LnT | 053 | TCPIP_DLMS | GSM | Feeder | 2801 | 202 | 11 KV ERANDA GAVTHAN | 024038 | 33 KV VIZORA
X0399280 | DLMS-Secure | 055 | TCPIP_DLMS | GSM | Feeder | 2801 | 201 | 11KV RAHIT GAOTHAN | 024051 | 33/11KV KANSHIVANI
XE419575 | DLMS-Secure | 055 | TCPIP_DLMS | GSM | Feeder | 2801 | 204 | 11 KV YELWAN AG FEEDER | 024038 | 33 KV VIZORA
X1251762 | DLMS-Secure | 055 | TCPIP_DLMS | GSM | Feeder | 2801 | 401 | 33 KV APATAPA I/C | 024021 | 33 KV APATAPA
XF471048 | DLMS-Secure | 055 | TCPIP_DLMS | GSM | Feeder | 2801 | 202 | 11 KV RIDHORA GAOTHAN | 024069 | 33/11 KV RIDHORA SUB STATION
XF471047 | DLMS-Secure | 055 | TCPIP_DLMS | GSM | Feeder | 2801 | 201 | 11 KV MANDAKE HOSPITAL | 024069 | 33/11 KV RIDHORA SUB STATION
XF471046 | DLMS-Secure | 055 | TCPIP_DLMS | GSM | Feeder | 2801 | 203 | 11 KV RIDHORA AG FEEDER | 024069 | 33/11 KV RIDHORA SUB STATION
X1603021 | DLMS-Secure | 055 | TCPIP_DLMS | GSM | Feeder | 2801 | 201 | 11KV BORGAON INDUSTRIAL FEEDER | 024075 | 33/11 KV BORGOAN MANJU SSTN
18205743 | DLMS-LnT | 053 | TCPIP_DLMS | GSM | Feeder | 2801 | 203 | 11 KV GHUSAR W/W EXPRESS. | 024021 | 33 KV APATAPA
X1431430 | DLMS-Secure | 055 | TCPIP_DLMS | GSM | Feeder | 2801 | 208 | RAJPATH NIPANA EXPRESS FEEDER | 024051 | 33/11KV KANSHIVANI
X1251891 | DLMS-Secure | 055 | TCPIP_DLMS | GSM | Feeder | 2801 | 204 | 11 KV VALLABH NAGAR FEEDER | 024037 | 33KV PACHMORI S/SI
04609351 | DLMS-Genus | 065 | TCPIP_DLMS | GSM | Feeder | 2801 | 201 | 11 KV SARAWA GAVTHAN | 024038 | 33 KV VIZORA
X1431439 | DLMS-Secure | 055 | TCPIP_DLMS | GSM | Feeder | 2801 | 207 | 11 K GAJANAN MAHARAJ | 024023 | 33 KV NIMBI
XH407145 | DLMS-Secure | 055 | TCPIP_DLMS | GSM | Feeder | 2801 | 204 | 11 KV SUKALI AG FEEDER | 024051 | 33/11KV KANSHIVANI
X1237138 | DLMS-Secure | 055 | TCPIP_DLMS | GSM | Feeder | 2801 | 205 | 11 KV INDUSTRIAL FEEDER | 024038 | 33 KV VIZORA
XH407104 | DLMS-Secure | 055 | TCPIP_DLMS | GSM | Feeder | 2801 | 206 | 11KV MIDC WATER WORKS FEEDER | 024051 | 33/11KV KANSHIVANI
15117611 | DLMS-LnT | 053 | TCPIP_DLMS | GSM | Feeder | 2801 | 402 | 33 KV WANI RAMBHAPUR I/C NO. 1 | 024003 | 33 KV WANI RAMBHAPUR
X0400001 | DLMS-Secure | 055 | TCPIP_DLMS | GSM | Feeder | 2801 | 501 | 33 KV KANSHIVNI I/C | 024051 | 33/11KV KANSHIVANI
13550611 | DLMS-LnT | 053 | TCPIP_DLMS | GSM | Feeder | 2801 | 401 | 33 KV NIMBI I/C NO.1 | 024023 | 33 KV NIMBI
14676481 | DLMS-LnT | 053 | TCPIP_DLMS | GSM | Feeder | 2801 | 401 | 33 KV PACHMORI I/C | 024037 | 33KV PACHMORI S/SI
XH407109 | DLMS-Secure | 055 | TCPIP_DLMS | GSM | Feeder | 2801 | 205 | 11KV MORGAON GAOTHAN FEEDER | 024051 | 33/11KV KANSHIVANI
X1237169 | DLMS-Secure | 055 | TCPIP_DLMS | GSM | Feeder | 2801 | 206 | 11KV GITTI KHADAN FEEDER | 024038 | 33 KV VIZORA
17272736 | DLMS-LnT | 053 | TCPIP_DLMS | GSM | Feeder | 2801 | 202 | 11 KV KHAMBORA ,EXPRESS | 024003 | 33 KV WANI RAMBHAPUR
17271282 | DLMS-LnT | 053 | TCPIP_DLMS | GSM | Feeder | 2801 | 405 | 33 KV AMIBIKA EXPRESS | 024003 | 33 KV WANI RAMBHAPUR
14676284 | DLMS-LnT | 053 | TCPIP_DLMS | GSM | Feeder | 2801 | 409 | J.J.FINE EXPRESS | 024003 | 33 KV WANI RAMBHAPUR
00693362 | DLMS-HPL | 076 | TCPIP_DLMS | GSM | Feeder | 2801 | 203 | 11 KV GANDHIGRAM | 024037 | 33KV PACHMORI S/SI
00693363 | DLMS-HPL | 076 | TCPIP_DLMS | GSM | Feeder | 2801 | 201 | 11 KV SANGVI MOHADI | 024037 | 33KV PACHMORI S/SI
00693351 | DLMS-HPL | 076 | TCPIP_DLMS | GSM | Feeder | 2801 | 202 | 11 KV UGWA | 024037 | 33KV PACHMORI S/SI
00693354 | DLMS-HPL | 076 | TCPIP_DLMS | GSM | Feeder | 2801 | 207 | 11 KV KANSHIVANI GAVTHAN | 024003 | 33 KV WANI RAMBHAPUR
00307147 | DLMS-HPL | 076 | TCPIP_DLMS | GSM | Feeder | 2801 | 202 | 11 KV CHIKHALGAON GAOTHAN | 024023 | 33 KV NIMBI
00219676 | DLMS-HPL | 076 | TCPIP_DLMS | GSM | Feeder | 2801 | 205 | 11 KV KAPSI AG | 024023 | 33 KV NIMBI
00307748 | DLMS-HPL | 076 | TCPIP_DLMS | GSM | Feeder | 2801 | 204 | 11 KV HINGANA-AG | 024023 | 33 KV NIMBI
12626655 | DLMS-LnT | 053 | TCPIP_DLMS | GSM | Feeder | 2801 | 201 | 11 KV HINGNA | 024023 | 33 KV NIMBI
00693353 | DLMS-HPL | 076 | TCPIP_DLMS | GSM | Feeder | 2801 | 203 | 11 KV PALSO | 024003 | 33 KV WANI RAMBHAPUR
00693355 | DLMS-HPL | 076 | TCPIP_DLMS | GSM | Feeder | 2801 | 204 | 11 KV KANSHIVANI,AG | 024003 | 33 KV WANI RAMBHAPUR
XF460395 | DLMS-Secure | 055 | TCPIP_DLMS | GSM | Feeder | 2801 | 403 | 33 KV NER DHAMNA WW | 024037 | 33KV PACHMORI S/SI
X1237147 | DLMS-Secure | 055 | TCPIP_DLMS | GSM | Feeder | 2801 | 207 | 11 KV GORWHA AG FEEDR | 024038 | 33 KV VIZORA
18205740 | DLMS-LnT | 053 | TCPIP_DLMS | GSM | Feeder | 2801 | 204 | 11 KV JAIGURU EXPRESS. | 024021 | 33 KV APATAPA
13546647 | DLMS-LnT | 053 | TCPIP_DLMS | GSM | Feeder | 2810 | 204 | 11 KV MOHADA AG | 024031 | 33 KV LAKHAMAPUR
18205895 | DLMS-LnT | 053 | TCPIP_DLMS | GSM | Feeder | 2810 | 201 | 11 KV ASEGAON GAOTHAN | 024034 | 33 KV SAWARA
18205905 | DLMS-LnT | 053 | TCPIP_DLMS | GSM | Feeder | 2810 | 201 | 11 KV BORDI (LAKHMAPUR) | 024031 | 33 KV LAKHAMAPUR
18205734 | DLMS-LnT | 053 | TCPIP_DLMS | GSM | Feeder | 2810 | 202 | 11 KV SHAHAPUR | 024039 | 33 KV JITAPUR
18205737 | DLMS-LnT | 053 | TCPIP_DLMS | GSM | Feeder | 2810 | 201 | 11 KV RUIKHED (RUIKHED S/ST) | 024033 | 33 KV RUIKHED
18205739 | DLMS-LnT | 053 | TCPIP_DLMS | GSM | Feeder | 2810 | 202 | 11 KV KHIRKUND | 024033 | 33 KV RUIKHED
18205735 | DLMS-LnT | 053 | TCPIP_DLMS | GSM | Feeder | 2810 | 203 | 11 KV SHIVPUR | 024039 | 33 KV JITAPUR
18205733 | DLMS-LnT | 053 | TCPIP_DLMS | GSM | Feeder | 2810 | 201 | 11 KV PIMPRI(KH) | 024039 | 33 KV JITAPUR
18205738 | DLMS-LnT | 053 | TCPIP_DLMS | GSM | Feeder | 2810 | 203 | 11 KV VASTAPUR | 024033 | 33 KV RUIKHED
18205707 | DLMS-LnT | 053 | TCPIP_DLMS | GSM | Feeder | 2810 | 203 | 11 KV CHOHATTA | 024013 | 33 KV CHOHATTA
18205705 | DLMS-LnT | 053 | TCPIP_DLMS | GSM | Feeder | 2810 | 204 | 11 KV KELIVELI | 024013 | 33 KV CHOHATTA
18205704 | DLMS-LnT | 053 | TCPIP_DLMS | GSM | Feeder | 2810 | 202 | 11 KV RAIL | 024013 | 33 KV CHOHATTA
08024317 | DLMS-Genus | 065 | TCPIP_DLMS | GSM | Feeder | 2810 | 202 | 11 KV SAWARA GAOTHAN | 024034 | 33 KV SAWARA
X1092154 | DLMS-Secure | 055 | TCPIP_DLMS | GSM | Feeder | 2810 | 202 | 11 KV WADALI DESHMUKH AG | 024073 | 33/11 KV WADALI DESHMUKH
X0399254 | DLMS-Secure | 055 | TCPIP_DLMS | GSM | Feeder | 2810 | 203 | 11 KV RUIKHED ( PANAJ ) | 024015 | 33 KV PANAJ
12626758 | DLMS-LnT | 053 | TCPIP_DLMS | GSM | Feeder | 2810 | 202 | 11 KV HIWARKHED ROAD INDUSTRY | 024046 | 33 KV AKOT M.I.D.C
12627245 | DLMS-LnT | 053 | TCPIP_DLMS | GSM | Feeder | 2810 | 201 | 11 KV LOHARI ROAD | 024046 | 33 KV AKOT M.I.D.C
X0399252 | DLMS-Secure | 055 | TCPIP_DLMS | GSM | Feeder | 2810 | 205 | 11 KV WATER SUPPLY | 024031 | 33 KV LAKHAMAPUR
08025843 | DLMS-Genus | 065 | TCPIP_DLMS | GSM | Feeder | 2810 | 202 | 11 KV RAMAPUR | 024031 | 33 KV LAKHAMAPUR
20099750 | DLMS-LnT | 053 | TCPIP_DLMS | GSM | Feeder | 2810 | 202 | 11 KV WANI WARULA FEEDER | 024071 | 33/11 KV MUNGAON SUBSTATION
20099752 | DLMS-LnT | 053 | TCPIP_DLMS | GSM | Feeder | 2810 | 203 | 11 KV RAUNDALA FEEDER. | 024071 | 33/11 KV MUNGAON SUBSTATION
20099748 | DLMS-LnT | 053 | TCPIP_DLMS | GSM | Feeder | 2810 | 201 | 11 KV JAY GAJANAN ( MUNDGAO ) GAOTHAN | 024071 | 33/11 KV MUNGAON SUBSTATION
X1082740 | DLMS-Secure | 055 | TCPIP_DLMS | GSM | Feeder | 2810 | 202 | 11 KV DAHIHANDA | 024012 | 33 KV KUTASA
14676278 | DLMS-LnT | 053 | TCPIP_DLMS | GSM | Feeder | 2810 | 206 | 11 KV INDUSTRIAL | 024015 | 33 KV PANAJ
18205896 | DLMS-LnT | 053 | TCPIP_DLMS | GSM | Feeder | 2810 | 203 | 11 KV NEW SAWAR AG FEEDER | 024034 | 33 KV SAWARA
X0853530 | DLMS-Secure | 055 | TCPIP_DLMS | GSM | Feeder | 2810 | 205 | 11 KV BORI | 024033 | 33 KV RUIKHED
X0853534 | DLMS-Secure | 055 | TCPIP_DLMS | GSM | Feeder | 2810 | 204 | 11 KV KHIRKUND NEW | 024033 | 33 KV RUIKHED
X0853527 | DLMS-Secure | 055 | TCPIP_DLMS | GSM | Feeder | 2810 | 206 | 11 KV DUMMY | 024033 | 33 KV RUIKHED
X0853540 | DLMS-Secure | 055 | TCPIP_DLMS | GSM | Feeder | 2810 | 202 | 11 KV DAHIKHED AG | 024067 | 33 KV MOHALA
X0853539 | DLMS-Secure | 055 | TCPIP_DLMS | GSM | Feeder | 2810 | 203 | 11 KV DUMMY | 024067 | 33 KV MOHALA
X0399257 | DLMS-Secure | 055 | TCPIP_DLMS | GSM | Feeder | 2810 | 201 | 11 KV KUTASA FEEDER | 024012 | 33 KV KUTASA
18205904 | DLMS-LnT | 053 | TCPIP_DLMS | GSM | Feeder | 2810 | 202 | 11 KV KASOD | 024014 | 33 KV UMARA
X0399250 | DLMS-Secure | 055 | TCPIP_DLMS | GSM | Feeder | 2810 | 203 | 11 KV POPATKHED G | 024031 | 33 KV LAKHAMAPUR
X0399253 | DLMS-Secure | 055 | TCPIP_DLMS | GSM | Feeder | 2810 | 202 | 11 KV AKOLI J | 024015 | 33 KV PANAJ
18205903 | DLMS-LnT | 053 | TCPIP_DLMS | GSM | Feeder | 2810 | 201 | 11 KV UMARA | 024014 | 33 KV UMARA
04609391 | DLMS-Genus | 065 | TCPIP_DLMS | GSM | Feeder | 2810 | 204 | 11 KV ACGL EXPRESS ( POPATKHED ROAD ) | 024068 | 33 KV ITI AKOT
04609337 | DLMS-Genus | 065 | TCPIP_DLMS | GSM | Feeder | 2810 | 203 | 11 KV WATER SUPPLY | 024046 | 33 KV AKOT M.I.D.C
X1457836 | DLMS-Secure | 055 | TCPIP_DLMS | GSM | Feeder | 2810 | 402 | 33 KV SAWARA FDR BAY | 024034 | 33 KV SAWARA
X1251686 | DLMS-Secure | 055 | TCPIP_DLMS | GSM | Feeder | 2810 | 403 | 33KV MUNDGAON FEEDER | 024046 | 33 KV AKOT M.I.D.C
X1477844 | DLMS-Secure | 055 | TCPIP_DLMS | GSM | Feeder | 2810 | 401 | 33 KV WADALI DESHMUKH FDR | 024073 | 33/11 KV WADALI DESHMUKH
X0400000 | DLMS-Secure | 055 | TCPIP_DLMS | GSM | Feeder | 2810 | 212 | 11 KV AKOT TOWN III | 027003 | 132 KV AKOT S/S
X2141693 | DLMS-Secure | 055 | TCPIP_DLMS | GSM | Feeder | 2810 | 204 | 11KV SAPRANG SOLAR GENERATION FEEDER | 024034 | 33 KV SAWARA
X0399972 | DLMS-Secure | 055 | TCPIP_DLMS | GSM | Feeder | 2810 | 204 | 11 KV AKOT -II | 027003 | 132 KV AKOT S/S
X0399904 | DLMS-Secure | 055 | TCPIP_DLMS | GSM | Feeder | 2810 | 203 | 11 KV AKOT-I | 027003 | 132 KV AKOT S/S
X0399906 | DLMS-Secure | 055 | TCPIP_DLMS | GSM | Feeder | 2810 | 205 | 11 KV MUNDGAON | 027003 | 132 KV AKOT S/S
08025810 | DLMS-Genus | 065 | TCPIP_DLMS | GSM | Feeder | 2810 | 205 | 11 KV MUNDGOAN AG | 024046 | 33 KV AKOT M.I.D.C
14676289 | DLMS-LnT | 053 | TCPIP_DLMS | GSM | Feeder | 2810 | 204 | 11 KV WADALI-S | 024046 | 33 KV AKOT M.I.D.C
13546642 | DLMS-LnT | 053 | TCPIP_DLMS | GSM | Feeder | 2810 | 204 | 11 KV NEW PANAJ FEEDER | 024015 | 33 KV PANAJ
00467237 | DLMS-HPL | 076 | TCPIP_DLMS | GSM | Feeder | 2810 | 201 | 11 KV AMBIKA NAGAR | 024068 | 33 KV ITI AKOT
00467240 | DLMS-HPL | 076 | TCPIP_DLMS | GSM | Feeder | 2810 | 204 | 11 KV ADGAON | 024014 | 33 KV UMARA
00566311 | DLMS-HPL | 076 | TCPIP_DLMS | GSM | Feeder | 2810 | 202 | 11 KV BARDE PLOT | 024068 | 33 KV ITI AKOT
00309899 | DLMS-HPL | 076 | TCPIP_DLMS | GSM | Feeder | 2810 | 203 | 11 KV PIMPRI KHURD GAOTHAN | 024062 | 33 KV PIMPRI KHURD
00309375 | DLMS-HPL | 076 | TCPIP_DLMS | GSM | Feeder | 2810 | 201 | 11 KV PANDAHRI AG | 024062 | 33 KV PIMPRI KHURD
00568187 | DLMS-HPL | 076 | TCPIP_DLMS | GSM | Feeder | 2810 | 202 | 11 KV PIMPRI JAINPUR | 024062 | 33 KV PIMPRI KHURD
00310030 | DLMS-HPL | 076 | TCPIP_DLMS | GSM | Feeder | 2810 | 201 | 11 KV AKOLKHED AG | 024063 | 33 KV AMBADI
00568203 | DLMS-HPL | 076 | TCPIP_DLMS | GSM | Feeder | 2810 | 202 | 11 KV RAJURA GAOTHAN | 024063 | 33 KV AMBADI
00565951 | DLMS-HPL | 076 | TCPIP_DLMS | GSM | Feeder | 2810 | 203 | 11 KV ANAND NAGAR AG | 024063 | 33 KV AMBADI
19270868 | DLMS-LnT | 053 | TCPIP_DLMS | GSM | Feeder | 2810 | 401 | 33 KV WADALI DESHMUKH FDR | 024073 | 33/11 KV WADALI DESHMUKH
X0853533 | DLMS-Secure | 055 | TCPIP_DLMS | GSM | Feeder | 2810 | 201 | 11 KV MOHALA GAOTHAN | 024067 | 33 KV MOHALA
14756358 | DLMS-LnT | 053 | TCPIP_DLMS | GSM | Feeder | 2810 | 202 | 11 KV SAWARA AG ( 132KV AKOT) | 027003 | 132 KV AKOT S/S
18205706 | DLMS-LnT | 053 | TCPIP_DLMS | GSM | Feeder | 2810 | 201 | 11 KV TAKLI | 024013 | 33 KV CHOHATTA
14756374 | DLMS-LnT | 053 | TCPIP_DLMS | GSM | Feeder | 2810 | 211 | 11 KV SOOTGIRNI | 027003 | 132 KV AKOT S/S
14756380 | DLMS-LnT | 053 | TCPIP_DLMS | GSM | Feeder | 2810 | 201 | 11 KV POPATKHED AG | 027003 | 132 KV AKOT S/S
X0399255 | DLMS-Secure | 055 | TCPIP_DLMS | GSM | Feeder | 2810 | 201 | 11 KV NEW DIWTHANA. | 024015 | 33 KV PANAJ
00382071 | DLMS-HPL | 076 | TCPIP_DLMS | GSM | Feeder | 2810 | 203 | 11 KV SATHI STONE CRUSHER | 024068 | 33 KV ITI AKOT
00568196 | DLMS-HPL | 076 | TCPIP_DLMS | GSM | Feeder | 2810 | 204 | 11 KV NEW SHIVPUR AG | 024039 | 33 KV JITAPUR
00310009 | DLMS-HPL | 076 | TCPIP_DLMS | GSM | Feeder | 2810 | 203 | 11 KV BORDI ( UMARA ) | 024014 | 33 KV UMARA
12627119 | DLMS-LnT | 053 | TCPIP_DLMS | GSM | Feeder | 2810 | 205 | 11 KV WADALI DESHMUKH FEEDER | 024015 | 33 KV PANAJ
00309329 | DLMS-HPL | 076 | TCPIP_DLMS | GSM | Feeder | 2844 | 204 | 11 KV PALASI GAUTHAN | 024007 | 33 KV BALAPUR S/S
12626741 | DLMS-LnT | 053 | TCPIP_DLMS | GSM | Feeder | 2844 | 203 | 11KV BELURA | 024025 | 33 KV WADEGAON S/SN
X1284413 | DLMS-Secure | 055 | TCPIP_DLMS | GSM | Feeder | 2844 | 202 | 11 KV MANARKHED AG | 024070 | 33/11 KV KALAMBA KASURA SSTN
X1304749 | DLMS-Secure | 055 | TCPIP_DLMS | GSM | Feeder | 2844 | 204 | 11 KALAMBA GAOTHAN FEEDER | 024070 | 33/11 KV KALAMBA KASURA SSTN
18205915 | DLMS-LnT | 053 | TCPIP_DLMS | GSM | Feeder | 2844 | 210 | 11 KV PARAS G | 024007 | 33 KV BALAPUR S/S
17272740 | DLMS-LnT | 053 | TCPIP_DLMS | GSM | Feeder | 2844 | 209 | 11 KV BALAPUR AGRICULTURE | 024007 | 33 KV BALAPUR S/S
00382075 | DLMS-HPL | 076 | TCPIP_DLMS | GSM | Feeder | 2844 | 208 | 11 KV PALASI AGRICULTURE | 024007 | 33 KV BALAPUR S/S
00310404 | DLMS-HPL | 076 | TCPIP_DLMS | GSM | Feeder | 2844 | 207 | 11 KV VYALLA AGRICULTURE | 024007 | 33 KV BALAPUR S/S
00568189 | DLMS-HPL | 076 | TCPIP_DLMS | GSM | Feeder | 2844 | 203 | 11 KV KANDALA GAOTHAN | 024052 | 33 KV HATROON S/S
00467225 | DLMS-HPL | 076 | TCPIP_DLMS | GSM | Feeder | 2844 | 201 | 11KV HATRUN GAOTHAN | 024052 | 33 KV HATROON S/S
04580085 | DLMS-Genus | 065 | TCPIP_DLMS | GSM | Feeder | 2844 | 206 | 11 KV MANN EXPRESS | 024007 | 33 KV BALAPUR S/S
X1284405 | DLMS-Secure | 055 | TCPIP_DLMS | GSM | Feeder | 2844 | 203 | 11 KV KALAMBI AG | 024070 | 33/11 KV KALAMBA KASURA SSTN
X0399258 | DLMS-Secure | 055 | TCPIP_DLMS | GSM | Feeder | 2844 | 202 | 11 KV IOC | 024011 | 33 KV GAIGAON
X0399240 | DLMS-Secure | 055 | TCPIP_DLMS | GSM | Feeder | 2844 | 202 | 11 KV KARANJA RAMJANPUR | 024010 | 33 KV KARANJA RAMJANPUR
X0399241 | DLMS-Secure | 055 | TCPIP_DLMS | GSM | Feeder | 2844 | 201 | 11 KV NIMBA | 024010 | 33 KV KARANJA RAMJANPUR
18205907 | DLMS-LnT | 053 | TCPIP_DLMS | GSM | Feeder | 2844 | 201 | 11 KV NIMKARDA AG | 024011 | 33 KV GAIGAON
18205911 | DLMS-LnT | 053 | TCPIP_DLMS | GSM | Feeder | 2844 | 202 | 11 KV KHIRPURI AGRICULTURE | 024057 | 33 KV KANHERI GAWALI
18205912 | DLMS-LnT | 053 | TCPIP_DLMS | GSM | Feeder | 2844 | 203 | 11 KV DEGAON AG | 024057 | 33 KV KANHERI GAWALI
18205913 | DLMS-LnT | 053 | TCPIP_DLMS | GSM | Feeder | 2844 | 201 | 11 KV VYALA G | 024057 | 33 KV KANHERI GAWALI
X1092148 | DLMS-Secure | 055 | TCPIP_DLMS | GSM | Feeder | 2844 | 421 | POWER TRANSFORMER 1 | 024010 | 33 KV KARANJA RAMJANPUR
18205756 | DLMS-LnT | 053 | TCPIP_DLMS | GSM | Feeder | 2844 | 204 | 11 KV ANTARI | 024010 | 33 KV KARANJA RAMJANPUR
05035961 | DLMS-HPL | 076 | TCPIP_DLMS | GSM | Feeder | 2844 | 202 | 11 KV NEW HATRUN AG | 024052 | 33 KV HATROON S/S
Q0430210 | DLMS-Secure | 055 | TCPIP_DLMS | GSM | Feeder | 2844 | 702 | 132 KV AVADA SOLAR FEEDER KOLORI | 028009 | 220 KV SHELAD
18205758 | DLMS-LnT | 053 | TCPIP_DLMS | GSM | Feeder | 2844 | 204 | 11 KV HATRUN AG FEEDER | 024011 | 33 KV GAIGAON
18205908 | DLMS-LnT | 053 | TCPIP_DLMS | GSM | Feeder | 2844 | 201 | 11 KV BALAPUR | 024007 | 33 KV BALAPUR S/S
18205720 | DLMS-LnT | 053 | TCPIP_DLMS | GSM | Feeder | 2844 | 202 | 11 KV TAMSHI | 024025 | 33 KV WADEGAON S/SN
18205717 | DLMS-LnT | 053 | TCPIP_DLMS | GSM | Feeder | 2844 | 204 | 11 KV WADEGAON Gaothan | 024025 | 33 KV WADEGAON S/SN
18205757 | DLMS-LnT | 053 | TCPIP_DLMS | GSM | Feeder | 2844 | 205 | 11 KV NIMKARDA GAOTHAN | 024011 | 33 KV GAIGAON
18205759 | DLMS-LnT | 053 | TCPIP_DLMS | GSM | Feeder | 2844 | 203 | 11 KV GAIGAON | 024011 | 33 KV GAIGAON
14676293 | DLMS-LnT | 053 | TCPIP_DLMS | GSM | Feeder | 2844 | 202 | 11 KV PARAS | 024007 | 33 KV BALAPUR S/S
19859359 | DLMS-LnT | 053 | NON_AMR_MODEM | GSM | Feeder | 4756 | 401 | 33 KV MAHAN WATER WORK | 024004 | 33 KV MAHAN STN
X1092152 | DLMS-Secure | 055 | TCPIP_DLMS | GSM | Feeder | 4756 | 207 | 11 KV BARSHITAKALI GAOTHAN NO.2 | 024006 | 33 KV BARSHI TAKLI STN
12626487 | DLMS-LnT | 053 | TCPIP_DLMS | GSM | Feeder | 4756 | 201 | 11 KV PATUR-NANDAPUR | 024005 | 33 KV PINJAR STN
17272750 | DLMS-LnT | 053 | TCPIP_DLMS | GSM | Feeder | 4756 | 202 | 11 KV RAJANDA AG | 024066 | 33 KV JALALABAD STN
12627246 | DLMS-LnT | 053 | TCPIP_DLMS | GSM | Feeder | 4756 | 201 | 11 KV DHABA GAOTHAN | 024028 | 33 KV DHABA STN
12627664 | DLMS-LnT | 053 | TCPIP_DLMS | GSM | Feeder | 4756 | 205 | 11 KV CHELKA FEEDER | 024028 | 33 KV DHABA STN
12627666 | DLMS-LnT | 053 | TCPIP_DLMS | GSM | Feeder | 4756 | 206 | 11 KV BARSHITAKALI GAOTHAN | 024006 | 33 KV BARSHI TAKLI STN
18205916 | DLMS-LnT | 053 | TCPIP_DLMS | GSM | Feeder | 4756 | 203 | 11 KV PATKHED AG | 024066 | 33 KV JALALABAD STN
18205729 | DLMS-LnT | 053 | TCPIP_DLMS | GSM | Feeder | 4756 | 203 | 11 KV REDWA AG | 024006 | 33 KV BARSHI TAKLI STN
00693361 | DLMS-HPL | 076 | TCPIP_DLMS | GSM | Feeder | 4756 | 203 | 11 KV AALANDA AG | 024065 | 33 KV KANHERI SUKALI STN
00309321 | DLMS-HPL | 076 | TCPIP_DLMS | GSM | Feeder | 4756 | 201 | 11 KV KANERI GAOTHAN | 024065 | 33 KV KANHERI SUKALI STN
00467236 | DLMS-HPL | 076 | TCPIP_DLMS | GSM | Feeder | 4756 | 202 | 11 KV SUKALI AG | 024065 | 33 KV KANHERI SUKALI STN
17272752 | DLMS-LnT | 053 | TCPIP_DLMS | GSM | Feeder | 4756 | 201 | 11 KV KAPSHI GAOTHAN | 024066 | 33 KV JALALABAD STN
14676287 | DLMS-LnT | 053 | TCPIP_DLMS | GSM | Feeder | 4756 | 204 | 11 KV INDUSTRIAL | 024006 | 33 KV BARSHI TAKLI STN
X1603103 | DLMS-Secure | 055 | TCPIP_DLMS | GSM | Feeder | 4756 | 201 | 11KV DHANORA FEEDER | 024074 | 33/11 KV KOTHALI SUBSTATION
X1603036 | DLMS-Secure | 055 | TCPIP_DLMS | GSM | Feeder | 4756 | 202 | 11KV TITWAN FEEDER | 024074 | 33/11 KV KOTHALI SUBSTATION
X1561516 | DLMS-Secure | 055 | TCPIP_DLMS | GSM | Feeder | 4756 | 204 | SAMYAK INDUSTRIAL EXPRESS FEEDER | 024066 | 33 KV JALALABAD STN
X0399265 | DLMS-Secure | 055 | TCPIP_DLMS | GSM | Feeder | 4756 | 202 | 11 KV KOTHALI | 024004 | 33 KV MAHAN STN
X0399262 | DLMS-Secure | 055 | TCPIP_DLMS | GSM | Feeder | 4756 | 204 | 11 KV DHABA AG | 024028 | 33 KV DHABA STN
18205710 | DLMS-LnT | 053 | TCPIP_DLMS | GSM | Feeder | 4756 | 202 | 11 KV PINJAR | 024005 | 33 KV PINJAR STN
18205711 | DLMS-LnT | 053 | TCPIP_DLMS | GSM | Feeder | 4756 | 203 | 11 KV MAHAN (PINJAR) | 024005 | 33 KV PINJAR STN
XE489787 | DLMS-Secure | 055 | TCPIP_DLMS | GSM | Feeder | 4756 | 205 | 11 KV KATEPURNA FEEDER | 024004 | 33 KV MAHAN STN
X0399271 | DLMS-Secure | 055 | TCPIP_DLMS | GSM | Feeder | 4756 | 206 | 11 KV MAHAN GAOTHAN FEEDER | 024004 | 33 KV MAHAN STN
X0398824 | DLMS-Secure | 055 | TCPIP_DLMS | GSM | Feeder | 4756 | 208 | 11 KV MAHAGAON GAOTHAN | 024005 | 33 KV PINJAR STN
20299570 | DLMS-LnT | 053 | TCPIP_DLMS | GSM | Feeder | 4756 | 207 | 11KV SOLAR FEEDER MSKVY | 024005 | 33 KV PINJAR STN
00575415 | DLMS-HPL | 076 | TCPIP_DLMS | GSM | Feeder | 4756 | 208 | 11 KV PIMPALKHUTA SOLAR FEEDER | 024006 | 33 KV BARSHI TAKLI STN
18205714 | DLMS-LnT | 053 | TCPIP_DLMS | GSM | Feeder | 4756 | 206 | 11 KV GHOTA | 024005 | 33 KV PINJAR STN
18205712 | DLMS-LnT | 053 | TCPIP_DLMS | GSM | Feeder | 4756 | 204 | 11 KV MAHAGAON | 024005 | 33 KV PINJAR STN
18205713 | DLMS-LnT | 053 | TCPIP_DLMS | GSM | Feeder | 4756 | 205 | 11 KV BAHIRKHED | 024005 | 33 KV PINJAR STN
18205731 | DLMS-LnT | 053 | TCPIP_DLMS | GSM | Feeder | 4756 | 205 | 11 KV DAGADPARWA GAOTHAN | 024006 | 33 KV BARSHI TAKLI STN
18205724 | DLMS-LnT | 053 | TCPIP_DLMS | GSM | Feeder | 4756 | 203 | 11 KV MAHAN | 024004 | 33 KV MAHAN STN
18205725 | DLMS-LnT | 053 | TCPIP_DLMS | GSM | Feeder | 4756 | 201 | 11 KV WAGHA | 024004 | 33 KV MAHAN STN
18205727 | DLMS-LnT | 053 | TCPIP_DLMS | GSM | Feeder | 4756 | 202 | 11 KV DHABA BT | 024006 | 33 KV BARSHI TAKLI STN
X1603056 | DLMS-Secure | 055 | TCPIP_DLMS | GSM | Feeder | 4756 | 201 | 11 KV VIRAHIT FEEDER | 024076 | 33/11KV GHOTA SUBSTATION
X1082737 | DLMS-Secure | 055 | TCPIP_DLMS | GSM | Feeder | 4756 | 202 | 11 KV PUNOTI GAOTHAN NEW | 024028 | 33 KV DHABA STN
X1603006 | DLMS-Secure | 055 | TCPIP_DLMS | GSM | Feeder | 4756 | 203 | 11 KV PARABHAWANI FEEDER | 024076 | 33/11KV GHOTA SUBSTATION
X1603009 | DLMS-Secure | 055 | TCPIP_DLMS | GSM | Feeder | 4756 | 202 | 11 KV MOZARI FEEDER | 024076 | 33/11KV GHOTA SUBSTATION
18205726 | DLMS-LnT | 053 | TCPIP_DLMS | GSM | Feeder | 4756 | 204 | 11 KV DONOD | 024004 | 33 KV MAHAN STN
18205728 | DLMS-LnT | 053 | TCPIP_DLMS | GSM | Feeder | 4756 | 201 | 11 KV KANHERI AG | 024006 | 33 KV BARSHI TAKLI STN
00467235 | DLMS-HPL | 076 | TCPIP_DLMS | GSM | Feeder | 2836 | 204 | 11 KV POHI | 024019 | 33 KV DURGAWADA SUB-STATION
18205749 | DLMS-LnT | 053 | TCPIP_DLMS | GSM | Feeder | 2836 | 201 | 11 KV DAHATONDA AG FEEDER | 024026 | 33 KV MORAMBA
00310405 | DLMS-HPL | 076 | TCPIP_DLMS | GSM | Feeder | 2836 | 202 | 11KV SONORI AG FEEDER | 024044 | 33/11 KV SONORI S/S
20099744 | DLMS-LnT | 053 | TCPIP_DLMS | GSM | Feeder | 2836 | 202 | 11 KV DUDHALUM MIX FEEDER | 024072 | 33/11 KV ANBHORA SUBSTATION MURTIJAPUR
20099743 | DLMS-LnT | 053 | TCPIP_DLMS | GSM | Feeder | 2836 | 201 | 11KV OUTGOING KOLAMBI GAOTHAN | 024072 | 33/11 KV ANBHORA SUBSTATION MURTIJAPUR
08025856 | DLMS-Genus | 065 | TCPIP_DLMS | GSM | Feeder | 2836 | 205 | 11 KV MIDC IND | 025007 | 33 KV MURTIZAPUR
08025788 | DLMS-Genus | 065 | TCPIP_DLMS | GSM | Feeder | 2836 | 203 | 11 KV TOWN-1 | 025007 | 33 KV MURTIZAPUR
00309983 | DLMS-HPL | 076 | TCPIP_DLMS | GSM | Feeder | 2836 | 203 | 11 KV JAMBHA | 024019 | 33 KV DURGAWADA SUB-STATION
00381406 | DLMS-HPL | 076 | TCPIP_DLMS | GSM | Feeder | 2836 | 201 | 11 KV SIRSO AG FEEDER | 024036 | 33 KV SIRSO
17271271 | DLMS-LnT | 053 | TCPIP_DLMS | GSM | Feeder | 2836 | 401 | 33 KV MURTIZAPUR I/C (DURGWADA) | 025007 | 33 KV MURTIZAPUR
17271272 | DLMS-LnT | 053 | TCPIP_DLMS | GSM | Feeder | 2836 | 402 | 33KV MURTIZAPUR IC (KANZARA) | 025007 | 33 KV MURTIZAPUR
00309330 | DLMS-HPL | 076 | TCPIP_DLMS | GSM | Feeder | 2836 | 204 | NEW TOWN 1 FEEDER | 024044 | 33/11 KV SONORI S/S
00573186 | DLMS-HPL | 076 | TCPIP_DLMS | GSM | Feeder | 2836 | 207 | 11 KV CHICHKHED EXPRESS | 024020 | 33KV MANA STN
20099714 | LnT | 053 | TCPIP_DLMS | GSM | Feeder | 2836 | 204 | 11KV SPARE(PUNDLIK NAGAR NEW) | 024036 | 33 KV SIRSO
X0399239 | DLMS-Secure | 055 | TCPIP_DLMS | GSM | Feeder | 2836 | 206 | 11 KV BIDGAON GF | 024026 | 33 KV MORAMBA
18205761 | DLMS-LnT | 053 | TCPIP_DLMS | GSM | Feeder | 2836 | 202 | 11 KV KURUM AG FEEDER | 024020 | 33KV MANA STN
18205762 | DLMS-LnT | 053 | TCPIP_DLMS | GSM | Feeder | 2836 | 205 | 11 KV RAJURA GAOTHAN | 024020 | 33KV MANA STN
X0399269 | DLMS-Secure | 055 | TCPIP_DLMS | GSM | Feeder | 2836 | 204 | 11 KV NAWASAL GAOTHAN | 024020 | 33KV MANA STN
08025807 | DLMS-Genus | 065 | TCPIP_DLMS | GSM | Feeder | 2836 | 207 | 11 KV CHICHKHED EXPRESS | 024020 | 33KV MANA STN
X1237189 | DLMS-Secure | 055 | TCPIP_DLMS | GSM | Feeder | 2836 | 210 | 11 KV UMARI GAOTHAN | 024026 | 33 KV MORAMBA
00566313 | DLMS-HPL | 076 | TCPIP_DLMS | GSM | Feeder | 2836 | 201 | 11 KV KHADAKA FEEDER | 024044 | 33/11 KV SONORI S/S
00381945 | DLMS-HPL | 076 | TCPIP_DLMS | GSM | Feeder | 2836 | 202 | 11 KV BHATORI FEEDER | 024019 | 33 KV DURGAWADA SUB-STATION
X1237214 | DLMS-Secure | 055 | TCPIP_DLMS | GSM | Feeder | 2836 | 208 | 11 KV KINKHED AG | 024026 | 33 KV MORAMBA
20299571 | DLMS-LnT | 053 | TCPIP_DLMS | GSM | Feeder | 2836 | 206 | 11KV SOLAR FEEDER MSKVY | 024020 | 33KV MANA STN
18205918 | DLMS-LnT | 053 | TCPIP_DLMS | GSM | Feeder | 2836 | 203 | 11 KV JAMATHI AG FEEDER | 024020 | 33KV MANA STN
18205753 | DLMS-LnT | 053 | TCPIP_DLMS | GSM | Feeder | 2836 | 205 | 11 KV MURAMBA GAOTHAN | 024026 | 33 KV MORAMBA
18205752 | DLMS-LnT | 053 | TCPIP_DLMS | GSM | Feeder | 2836 | 204 | 11 KV KHANDALA W/W EXPRESS | 024026 | 33 KV MORAMBA
18205750 | DLMS-LnT | 053 | TCPIP_DLMS | GSM | Feeder | 2836 | 202 | 11 KV SHIVAN FEEDER | 024026 | 33 KV MORAMBA
18205919 | DLMS-LnT | 053 | TCPIP_DLMS | GSM | Feeder | 2836 | 203 | 11 KV KURANKHED AG FEEDER | 024044 | 33/11 KV SONORI S/S
18205763 | DLMS-LnT | 053 | TCPIP_DLMS | GSM | Feeder | 2836 | 201 | 11 KV MANA FEEDER | 024020 | 33KV MANA STN
X1427382 | DLMS-Secure | 055 | TCPIP_DLMS | GSM | Feeder | 2836 | 203 | 11KV BHAGORA GAOTHAN | 024072 | 33/11 KV ANBHORA SUBSTATION MURTIJAPUR
08023476 | DLMS-Genus | 065 | TCPIP_DLMS | GSM | Feeder | 2836 | 202 | 11 KV HIRPUR GAOTHAN | 024036 | 33 KV SIRSO
X0399268 | DLMS-Secure | 055 | TCPIP_DLMS | GSM | Feeder | 2836 | 208 | 11KV J.K. GINING | 025007 | 33 KV MURTIZAPUR
X0399918 | DLMS-Secure | 055 | TCPIP_DLMS | GSM | Feeder | 2836 | 201 | 11KV NAGOLI AG FEEDER | 025007 | 33 KV MURTIZAPUR
X0399267 | DLMS-Secure | 055 | TCPIP_DLMS | GSM | Feeder | 2836 | 207 | 11 KV ANBHORA GAOTHAN | 025007 | 33 KV MURTIZAPUR
X0399266 | DLMS-Secure | 055 | TCPIP_DLMS | GSM | Feeder | 2836 | 206 | 11 KV WATER /W EXPRESS | 025007 | 33 KV MURTIZAPUR
X0399278 | DLMS-Secure | 055 | TCPIP_DLMS | GSM | Feeder | 2836 | 201 | 11 KV KOLSARA FEEDER | 024019 | 33 KV DURGAWADA SUB-STATION
X0399975 | DLMS-Secure | 055 | TCPIP_DLMS | GSM | Feeder | 2836 | 204 | 11KV GOYANAKA FDR | 025007 | 33 KV MURTIZAPUR
X0399973 | DLMS-Secure | 055 | TCPIP_DLMS | GSM | Feeder | 2836 | 202 | 11 KV TOWN - 2 | 025007 | 33 KV MURTIZAPUR
08024262 | DLMS-Genus | 065 | TCPIP_DLMS | GSM | Feeder | 2836 | 203 | 11 KV PUNDLIK NAGAR | 024036 | 33 KV SIRSO
08025863 | DLMS-Genus | 065 | TCPIP_DLMS | GSM | Feeder | 2836 | 201 | 11 KV KAWATHA GAOTHAN | 024064 | 33 KV KURUM SSTN
08023477 | DLMS-Genus | 065 | TCPIP_DLMS | GSM | Feeder | 2836 | 202 | 11 KV MADHAPURI AG | 024064 | 33 KV KURUM SSTN
08025859 | DLMS-Genus | 065 | TCPIP_DLMS | GSM | Feeder | 2836 | 203 | 11 KV KURUM GAOTHAN | 024064 | 33 KV KURUM SSTN
XG497057 | DLMS-Secure | 055 | TCPIP_DLMS | GSM | Feeder | 2836 | 209 | 11 KV LD HOSPITAL FEEDER | 025007 | 33 KV MURTIZAPUR
X1251773 | DLMS-Secure | 055 | TCPIP_DLMS | GSM | Feeder | 4814 | 205 | 11KV SPARE (MALSUR) | 024053 | 33 KV CHANNI
17272751 | DLMS-LnT | 053 | TCPIP_DLMS | GSM | Feeder | 4814 | 203 | 11 KV MALSUR | 024053 | 33 KV CHANNI
X1082714 | DLMS-Secure | 055 | TCPIP_DLMS | GSM | Feeder | 4814 | 202 | 11 KV BODKHA | 024008 | 33 KV PATUR
X1092164 | DLMS-Secure | 055 | TCPIP_DLMS | GSM | Feeder | 4814 | 204 | 11 KV KHANAPUR | 024008 | 33 KV PATUR
17272742 | DLMS-LnT | 053 | TCPIP_DLMS | GSM | Feeder | 4814 | 203 | 11 KV KHETRI | 024009 | 33 KV SASTI
17272743 | DLMS-LnT | 053 | TCPIP_DLMS | GSM | Feeder | 4814 | 202 | 11 KV SUKALI | 024009 | 33 KV SASTI
17272741 | DLMS-LnT | 053 | TCPIP_DLMS | GSM | Feeder | 4814 | 201 | 11 KV SASTI | 024009 | 33 KV SASTI
17272744 | DLMS-LnT | 053 | TCPIP_DLMS | GSM | Feeder | 4814 | 204 | 11 KV WADEGAON | 024009 | 33 KV SASTI
X0399259 | DLMS-Secure | 055 | TCPIP_DLMS | GSM | Feeder | 4814 | 206 | 11KV EXP. FOR CHONDI W/W | 024022 | 33 KV ALEGAON
X0399260 | DLMS-Secure | 055 | TCPIP_DLMS | GSM | Feeder | 4814 | 205 | 11 KV WATERWORKS | 024008 | 33 KV PATUR
X1092179 | DLMS-Secure | 055 | TCPIP_DLMS | GSM | Feeder | 4814 | 203 | 11 KV SHIRLA | 024008 | 33 KV PATUR
18205900 | DLMS-LnT | 053 | TCPIP_DLMS | GSM | Feeder | 4814 | 202 | 11 KV ALEGAON | 024022 | 33 KV ALEGAON
18205901 | DLMS-LnT | 053 | TCPIP_DLMS | GSM | Feeder | 4814 | 203 | 11 KV AMBASHI | 024022 | 33 KV ALEGAON
18205899 | DLMS-LnT | 053 | TCPIP_DLMS | GSM | Feeder | 4814 | 201 | 11 KV CHONDI | 024022 | 33 KV ALEGAON
X1251854 | DLMS-Secure | 055 | TCPIP_DLMS | GSM | Feeder | 4814 | 206 | 11 KV PIMPALKHUTA | 024053 | 33 KV CHANNI
14676277 | DLMS-LnT | 053 | TCPIP_DLMS | GSM | Feeder | 4814 | 201 | 11 KV CHANNI | 024053 | 33 KV CHANNI
17224154 | DLMS-LnT | 053 | TCPIP_DLMS | GSM | Feeder | 4814 | 202 | 11 KV UMRA | 024053 | 33 KV CHANNI
X0399256 | DLMS-Secure | 055 | TCPIP_DLMS | GSM | Feeder | 4814 | 201 | 11 KV PATUR | 024008 | 33 KV PATUR
00693360 | DLMS-HPL | 076 | TCPIP_DLMS | GSM | Feeder | 2828 | 208 | 11KV BHOKAR (GADEGAON GAOTHAN) | 024016 | 33 KV TELHARA S/STN
00693352 | DLMS-HPL | 076 | TCPIP_DLMS | GSM | Feeder | 2828 | 201 | TALEGAON BZ | 024035 | Khandala
12627318 | DLMS-LnT | 053 | TCPIP_DLMS | GSM | Feeder | 2828 | 202 | 11 KV UMARA | 024018 | 33 KV ADGAON S/S
X0398821 | DLMS-Secure | 055 | TCPIP_DLMS | GSM | Feeder | 2828 | 201 | 11 KV BELKHED AG | 024049 | 33/11 KV BELKHED S/S
X1603026 | DLMS-Secure | 055 | TCPIP_DLMS | GSM | Feeder | 2828 | 203 | 11KV KALEGAON AG | 024078 | 33/11KV AKOLI RUPRAO SUB STN
XE419564 | DLMS-Secure | 055 | TCPIP_DLMS | GSM | Feeder | 2828 | 209 | 11 KV SHIV NAGAR | 024016 | 33 KV TELHARA S/STN
08025830 | DLMS-Genus | 065 | TCPIP_DLMS | GSM | Feeder | 2828 | 201 | 11KV YEDLAPUR | 024054 | 33/11 kV YEDLAPUR S/S
00693492 | DLMS-HPL | 076 | TCPIP_DLMS | GSM | Feeder | 2828 | 203 | 11KV ADGAON | 024018 | 33 KV ADGAON S/S
00380969 | DLMS-HPL | 076 | TCPIP_DLMS | GSM | Feeder | 2828 | 204 | 11 KV CHITTALWADI | 024018 | 33 KV ADGAON S/S
17272749 | DLMS-LnT | 053 | TCPIP_DLMS | GSM | Feeder | 2828 | 202 | 11 KV WARKHED | 024032 | 33 KV Danapur
14676029 | DLMS-LnT | 053 | TCPIP_DLMS | GSM | Feeder | 2828 | 204 | WARI EXPRESS | 024017 | HIWARKHED S/S
18205698 | DLMS-LnT | 053 | TCPIP_DLMS | GSM | Feeder | 2828 | 201 | 11 KV KODRI | 024043 | 33 KV UKALI BZ S/STN
00693349 | DLMS-HPL | 076 | TCPIP_DLMS | GSM | Feeder | 2828 | 203 | BORWA | 024035 | Khandala
X0399242 | DLMS-Secure | 055 | TCPIP_DLMS | GSM | Feeder | 2828 | 205 | 11 KV WATER SUPPLY EXPRESS | 024018 | 33 KV ADGAON S/S
00693350 | DLMS-HPL | 076 | TCPIP_DLMS | GSM | Feeder | 2828 | 202 | INDUSTRIAL FEEDER | 024035 | Khandala
05035959 | DLMS-HPL | 076 | TCPIP_DLMS | GSM | Feeder | 2828 | 201 | 11 KV KHAIRKHED | 024018 | 33 KV ADGAON S/S
08025803 | DLMS-Genus | 065 | TCPIP_DLMS | GSM | Feeder | 2828 | 205 | DIWANZARI FEEDER | 024017 | HIWARKHED S/S
17272748 | DLMS-LnT | 053 | TCPIP_DLMS | GSM | Feeder | 2828 | 201 | 11 KV DANAPUR | 024032 | 33 KV Danapur
18205696 | DLMS-LnT | 053 | TCPIP_DLMS | GSM | Feeder | 2828 | 202 | WADI | 024043 | 33 KV UKALI BZ S/STN
17272745 | DLMS-LnT | 053 | TCPIP_DLMS | GSM | Feeder | 2828 | 203 | 11 KV HINGANI | 024032 | 33 KV Danapur
X1380754 | DLMS-Secure | 055 | TCPIP_DLMS | GSM | Feeder | 2828 | 207 | 11KV HIWARKHED WATERSUPPLY | 024017 | HIWARKHED S/S
X0853535 | DLMS-Secure | 055 | TCPIP_DLMS | GSM | Feeder | 2828 | 204 | 11 KV ISAPUR GAOTHAN | 024043 | 33 KV UKALI BZ S/STN
X1603041 | DLMS-Secure | 055 | TCPIP_DLMS | GSM | Feeder | 2828 | 202 | 11KV AKOLI GAOTHAN | 024078 | 33/11KV AKOLI RUPRAO SUB STN
X1603043 | DLMS-Secure | 055 | TCPIP_DLMS | GSM | Feeder | 2828 | 201 | 11KV GAVHANKAR AG | 024078 | 33/11KV AKOLI RUPRAO SUB STN
08023495 | DLMS-Genus | 065 | TCPIP_DLMS | GSM | Feeder | 2828 | 207 | 11KV CHANGALWADI | 024061 | 33/11KV MALEGAON S/SN
08025825 | DLMS-Genus | 065 | TCPIP_DLMS | GSM | Feeder | 2828 | 207 | 11KV WARI GAOTHAN | 024032 | 33 KV Danapur
08025852 | DLMS-Genus | 065 | TCPIP_DLMS | GSM | Feeder | 2828 | 201 | 11KV MALEGAON AG | 024061 | 33/11KV MALEGAON S/SN
08025809 | DLMS-Genus | 065 | TCPIP_DLMS | GSM | Feeder | 2828 | 209 | 11KV HAYATPUR (GAOTHAN) | 024032 | 33 KV Danapur
08023482 | DLMS-Genus | 065 | TCPIP_DLMS | GSM | Feeder | 2828 | 204 | 11KV GORDHA (GAOTHAN) | 024035 | Khandala
08024257 | DLMS-Genus | 065 | TCPIP_DLMS | GSM | Feeder | 2828 | 202 | 11KV KHAIRKHED | 024054 | 33/11 kV YEDLAPUR S/S
08023474 | DLMS-Genus | 065 | TCPIP_DLMS | GSM | Feeder | 2828 | 203 | 11 KV CHORWAD GAOTHAN | 024054 | 33/11 kV YEDLAPUR S/S
00566310 | DLMS-HPL | 076 | TCPIP_DLMS | GSM | Feeder | 2828 | 203 | 11KV BELKHED GAOTHAN | 024049 | 33/11 KV BELKHED S/S
18205697 | DLMS-LnT | 053 | TCPIP_DLMS | GSM | Feeder | 2828 | 203 | WARUD | 024043 | 33 KV UKALI BZ S/STN
08025881 | DLMS-Genus | 065 | TCPIP_DLMS | GSM | Feeder | 2828 | 201 | 11 KV SAUNDALA AG | 024050 | 33/11 kV SAUNDALA
08025831 | DLMS-Genus | 065 | TCPIP_DLMS | GSM | Feeder | 2828 | 202 | 11KV PIMPARKHED | 024050 | 33/11 kV SAUNDALA
08025839 | DLMS-Genus | 065 | TCPIP_DLMS | GSM | Feeder | 2828 | 202 | 11KV SHERI | 024061 | 33/11KV MALEGAON S/SN
04609372 | DLMS-Genus | 065 | TCPIP_DLMS | GSM | Feeder | 2828 | 204 | JALGAON JAMUD WATER WORKS EXPRESS | 024050 | 33/11 kV SAUNDALA
04609373 | DLMS-Genus | 065 | TCPIP_DLMS | GSM | Feeder | 2828 | 205 | 11KV MOHAPANI (GAOTHAN) | 024050 | 33/11 kV SAUNDALA
04609376 | DLMS-Genus | 065 | TCPIP_DLMS | GSM | Feeder | 2828 | 203 | 11KV KARLA | 024050 | 33/11 kV SAUNDALA
08025848 | DLMS-Genus | 065 | TCPIP_DLMS | GSM | Feeder | 2828 | 201 | 11 KV PANCHGAVHAN | 024027 | 33 KV MANATRI
XE419560 | DLMS-Secure | 055 | TCPIP_DLMS | GSM | Feeder | 2828 | 206 | 11 KV SIRSOLI GAOTHAN | 024018 | 33 KV ADGAON S/S
08025841 | DLMS-Genus | 065 | TCPIP_DLMS | GSM | Feeder | 2828 | 203 | 11 KV TELHARA | 024016 | 33 KV TELHARA S/STN
08025842 | DLMS-Genus | 065 | TCPIP_DLMS | GSM | Feeder | 2828 | 202 | 11 KV WARUD (BIHADE). | 024049 | 33/11 KV BELKHED S/S
08025847 | DLMS-Genus | 065 | TCPIP_DLMS | GSM | Feeder | 2828 | 203 | SAUNDALA FEEDER | 024017 | HIWARKHED S/S
08025858 | DLMS-Genus | 065 | TCPIP_DLMS | GSM | Feeder | 2828 | 202 | 11KV GORDHA FEEDER | 024017 | HIWARKHED S/S
08025779 | DLMS-Genus | 065 | TCPIP_DLMS | GSM | Feeder | 2828 | 201 | 11 KV GADEGAON | 024016 | 33 KV TELHARA S/STN
08025838 | DLMS-Genus | 065 | TCPIP_DLMS | GSM | Feeder | 2828 | 206 | 11KV KOTHA(GAOTHAN) | 024032 | 33 KV Danapur
08024300 | DLMS-Genus | 065 | TCPIP_DLMS | GSM | Feeder | 2828 | 208 | 11 KV DANAPUR GAOTHAN | 024032 | 33 KV Danapur
04580081 | DLMS-Genus | 065 | TCPIP_DLMS | GSM | Feeder | 2828 | 204 | 11 KV MALEGAON | 024016 | 33 KV TELHARA S/STN
X0399247 | DLMS-Secure | 055 | TCPIP_DLMS | GSM | Feeder | 2828 | 203 | 11 KV WANGESHWAR | 024027 | 33 KV MANATRI
17272747 | DLMS-LnT | 053 | TCPIP_DLMS | GSM | Feeder | 2828 | 205 | New Saundala | 024032 | 33 KV Danapur
X0399248 | DLMS-Secure | 055 | TCPIP_DLMS | GSM | Feeder | 2828 | 204 | 11 KV DAHIGAON | 024027 | 33 KV MANATRI
X0399246 | DLMS-Secure | 055 | TCPIP_DLMS | GSM | Feeder | 2828 | 202 | 11 KV ADSUL | 024027 | 33 KV MANATRI
00310652 | DLMS-HPL | 076 | TCPIP_DLMS | GSM | Feeder | 2828 | 201 | 11 KV HKD FEEDER | 024017 | HIWARKHED S/S
X0399249 | DLMS-Secure | 055 | TCPIP_DLMS | GSM | Feeder | 2828 | 206 | 11KV KHANDALA FEEDER | 024017 | HIWARKHED S/S
00382074 | DLMS-HPL | 076 | TCPIP_DLMS | GSM | Feeder | 2828 | 205 | 11 KV BHAMBERI | 024027 | 33 KV MANATRI
X1092173 | DLMS-Secure | 055 | TCPIP_DLMS | GSM | Feeder | 2828 | 205 | 11KV TUDGAON | 024016 | 33 KV TELHARA S/STN
XE419609 | DLMS-Secure | 055 | TCPIP_DLMS | GSM | Feeder | 2828 | 206 | 11KV MANATRI (GAOTHAN) | 024027 | 33 KV MANATRI
17272746 | DLMS-LnT | 053 | TCPIP_DLMS | GSM | Feeder | 2828 | 204 | BALHADI FEEDER | 024032 | 33 KV Danapur
00381765 | DLMS-HPL | 076 | TCPIP_DLMS | GSM | Feeder | 2828 | 202 | 11 KV BELKHED | 024016 | 33 KV TELHARA S/STN
X0399282 | DLMS-Secure | 055 | TCPIP_DLMS | GSM | Feeder | 4275 | 204 | 11 KV RENUKA FEEDER | 024001 | 33 KV Dabki Sub Station
17272731 | DLMS-LnT | 053 | TCPIP_DLMS | GSM | Feeder | 4275 | 201 | 11KV WASHIM NAKA | 024045 | 33/11 KV Collector Office
08024316 | DLMS-Genus | 065 | TCPIP_DLMS | GSM | Feeder | 4275 | 206 | 11 KV Jai Gajanan | 024001 | 33 KV Dabki Sub Station
08023472 | DLMS-Genus | 065 | TCPIP_DLMS | GSM | Feeder | 4275 | 206 | 11 KV SHIVJI NAGAR FEEDER | 024048 | 33/11 KV SHIVAJI NAGAR SUB-STATION
08023494 | DLMS-Genus | 065 | TCPIP_DLMS | GSM | Feeder | 4275 | 204 | 11KV BHANDPURA FEEDER | 024048 | 33/11 KV SHIVAJI NAGAR SUB-STATION
13550688 | DLMS-LnT | 053 | TCPIP_DLMS | GSM | Feeder | 4275 | 403 | 33 KV I/C PKV TO DABKI | 024001 | 33 KV Dabki Sub Station
17272730 | DLMS-LnT | 053 | TCPIP_DLMS | GSM | Feeder | 4275 | 204 | 11 KV NEW CLOTH MARKET | 024045 | 33/11 KV Collector Office
17272729 | DLMS-LnT | 053 | TCPIP_DLMS | GSM | Feeder | 4275 | 206 | 11 KV COLLECTOR OFFICE | 024045 | 33/11 KV Collector Office
X0399281 | DLMS-Secure | 055 | TCPIP_DLMS | GSM | Feeder | 4275 | 202 | 11KV MORNA | 024001 | 33 KV Dabki Sub Station
XB489366 | DLMS-Secure | 055 | TCPIP_DLMS | GSM | Feeder | 4275 | 205 | 11 KV GADGE NAGAR FEEDER | 024055 | P.K.V. Washim Road, Sub Station
XB489368 | DLMS-Secure | 055 | TCPIP_DLMS | GSM | Feeder | 4275 | 204 | 11 KV SALASAR BALAJI FEEDER | 024055 | P.K.V. Washim Road, Sub Station
08024265 | DLMS-Genus | 065 | TCPIP_DLMS | GSM | Feeder | 4275 | 202 | 11KV TILAK ROAD FEEDER | 024048 | 33/11 KV SHIVAJI NAGAR SUB-STATION
XB489363 | DLMS-Secure | 055 | TCPIP_DLMS | GSM | Feeder | 4275 | 203 | 11 KV AKOLI RURAL FEEDER | 024055 | P.K.V. Washim Road, Sub Station
XB489372 | DLMS-Secure | 055 | TCPIP_DLMS | GSM | Feeder | 4275 | 201 | 11 KV Gajraj Rural Feeder | 024055 | P.K.V. Washim Road, Sub Station
XB489367 | DLMS-Secure | 055 | TCPIP_DLMS | GSM | Feeder | 4275 | 202 | 11 KV KAMALA NAGAR FEEDER | 024055 | P.K.V. Washim Road, Sub Station
17272737 | DLMS-LnT | 053 | TCPIP_DLMS | GSM | Feeder | 4275 | 205 | 11 KV SHIVSENA VASAHAT | 024001 | 33 KV Dabki Sub Station
17272732 | DLMS-LnT | 053 | TCPIP_DLMS | GSM | Feeder | 4275 | 203 | 11 KV RAJPUTPURA | 024045 | 33/11 KV Collector Office
X0399284 | DLMS-Secure | 055 | TCPIP_DLMS | GSM | Feeder | 4275 | 203 | 11 KV RIDHORA | 024001 | 33 KV Dabki Sub Station
08025833 | DLMS-Genus | 065 | TCPIP_DLMS | GSM | Feeder | 4275 | 203 | 11 KV NEW NAIGAON FEEDER | 024029 | 33 KV Mohata Sub Station
08025829 | DLMS-Genus | 065 | TCPIP_DLMS | GSM | Feeder | 4275 | 204 | 11 KV COTTON MARKET | 024029 | 33 KV Mohata Sub Station
X0400018 | DLMS-Secure | 055 | TCPIP_DLMS | GSM | Feeder | 4275 | 401 | 33 KV I/C SHIVAJI NAGAR DABKI | 024048 | 33/11 KV SHIVAJI NAGAR SUB-STATION
08024264 | DLMS-Genus | 065 | TCPIP_DLMS | GSM | Feeder | 4275 | 201 | 11KV BHIM NAGAR FEEDER | 024048 | 33/11 KV SHIVAJI NAGAR SUB-STATION
08024267 | DLMS-Genus | 065 | TCPIP_DLMS | GSM | Feeder | 4275 | 205 | 11 KV DANA BAZAR | 024045 | 33/11 KV Collector Office
08025850 | DLMS-Genus | 065 | TCPIP_DLMS | GSM | Feeder | 4275 | 202 | 11 KV TAR FILE | 024029 | 33 KV Mohata Sub Station
08025835 | DLMS-Genus | 065 | TCPIP_DLMS | GSM | Feeder | 4275 | 205 | 11 KV TAJNAPETH FEEDER | 024029 | 33 KV Mohata Sub Station
08025837 | DLMS-Genus | 065 | TCPIP_DLMS | GSM | Feeder | 4275 | 201 | 11KV RPTS FEEDER | 024029 | 33 KV Mohata Sub Station
08024261 | DLMS-Genus | 065 | TCPIP_DLMS | GSM | Feeder | 4275 | 202 | 11 KV KHOLESHWAR | 024045 | 33/11 KV Collector Office
XE482560 | DLMS-Secure | 055 | TCPIP_DLMS | GSM | Feeder | 4275 | 207 | 11 KV SUPER SPECILITY HOSPITAL | 024045 | 33/11 KV Collector Office
08024309 | DLMS-Genus | 065 | TCPIP_DLMS | GSM | Feeder | 4275 | 201 | 11 KV RAJESHWAR FEEDER | 024001 | 33 KV Dabki Sub Station
X0398834 | DLMS-Secure | 055 | TCPIP_DLMS | GSM | Feeder | 4570 | 203 | 11 KV SHIVSHAKTI FEEDER | 024056 | KAULKHED SSTN
XC439911 | DLMS-Secure | 055 | TCPIP_DLMS | GSM | Feeder | 4570 | 203 | 11 KV OM SHREE | 024060 | 33/11 KV MIDC NEW GROWTH CENTER (YEOTA) AKOLA
X0399333 | DLMS-Secure | 055 | TCPIP_DLMS | GSM | Feeder | 4570 | 201 | 11 KV KESHAO NAGAR | 024056 | KAULKHED SSTN
X0399327 | DLMS-Secure | 055 | TCPIP_DLMS | GSM | Feeder | 4570 | 204 | 11 KV ZABAJI MAHARAJ FEEDER | 024056 | KAULKHED SSTN
XC439888 | DLMS-Secure | 055 | TCPIP_DLMS | GSM | Feeder | 4570 | 202 | 11 KV RASOI | 024060 | 33/11 KV MIDC NEW GROWTH CENTER (YEOTA) AKOLA
X0399334 | DLMS-Secure | 055 | TCPIP_DLMS | GSM | Feeder | 4570 | 207 | 11 KV DHNYANDARPAN FEEDER | 024056 | KAULKHED SSTN
18205692 | DLMS-LnT | 053 | TCPIP_DLMS | GSM | Feeder | 4570 | 202 | 11 KV MALKAPUR | 024024 | 33 KV KHADKI S/SN
13550615 | DLMS-LnT | 053 | TCPIP_DLMS | GSM | Feeder | 4570 | 211 | 11 KV UMRI FEEDER | 025006 | 132KV GORAKSHAN
13550645 | DLMS-LnT | 053 | TCPIP_DLMS | GSM | Feeder | 4570 | 210 | 11 KV AKOLA TOWN FEEDER | 025006 | 132KV GORAKSHAN
13550697 | DLMS-LnT | 053 | TCPIP_DLMS | GSM | Feeder | 4570 | 212 | 11 KV EXPRESS MAIN HOSP. | 025006 | 132KV GORAKSHAN
14675627 | DLMS-LnT | 053 | TCPIP_DLMS | GSM | Feeder | 4570 | 209 | 11 KV MOHOTA | 025006 | 132KV GORAKSHAN
17271330 | DLMS-LnT | 053 | TCPIP_DLMS | GSM | Feeder | 4570 | 403 | 33 KV OUTGOING FEEDER NO-I | 024040 | 33 KV MIDC PHASE IV AKOLA
08025826 | DLMS-Genus | 065 | TCPIP_DLMS | GSM | Feeder | 4570 | 203 | 11KV MIDC II | 024041 | 33 KV TUKARAM CHOWK AKOLA
08025861 | DLMS-Genus | 065 | TCPIP_DLMS | GSM | Feeder | 4570 | 206 | 11 KV GADGEBABA EXPRESS FEEDER | 024024 | 33 KV KHADKI S/SN
03016708 | Genus | 065 | TCPIP_Genus | GSM | Feeder | 4570 | 204 | 11 KV PIL (EXPRESS) | 027002 | 132 MIDC
17272733 | DLMS-LnT | 053 | TCPIP_DLMS | GSM | Feeder | 4570 | 207 | 11KV DADAJI | 024040 | 33 KV MIDC PHASE IV AKOLA
08025821 | DLMS-Genus | 065 | TCPIP_DLMS | GSM | Feeder | 4570 | 208 | 11KV YEVATA ROAD | 024040 | 33 KV MIDC PHASE IV AKOLA
17272734 | DLMS-LnT | 053 | TCPIP_DLMS | GSM | Feeder | 4570 | 206 | 11 KV B.K. FEEDER | 024040 | 33 KV MIDC PHASE IV AKOLA
18205693 | DLMS-LnT | 053 | TCPIP_DLMS | GSM | Feeder | 4570 | 203 | 11 KV RUHATIYA | 024024 | 33 KV KHADKI S/SN
17272738 | DLMS-LnT | 053 | TCPIP_DLMS | GSM | Feeder | 4570 | 205 | 11 KV CHANDUR AG. | 024024 | 33 KV KHADKI S/SN
08025820 | DLMS-Genus | 065 | TCPIP_DLMS | GSM | Feeder | 4570 | 205 | 11KV NARAYAN | 024040 | 33 KV MIDC PHASE IV AKOLA
17271323 | DLMS-LnT | 053 | TCPIP_DLMS | GSM | Feeder | 4570 | 201 | 11 KV GORAKSHAN FEEDER | 025006 | 132KV GORAKSHAN
13550613 | DLMS-LnT | 053 | TCPIP_DLMS | GSM | Feeder | 4570 | 205 | 11 KV BIRLA | 025006 | 132KV GORAKSHAN
14675867 | DLMS-LnT | 053 | TCPIP_DLMS | GSM | Feeder | 4570 | 208 | 11 KV CHITRA FEEDER | 025006 | 132KV GORAKSHAN
03016686 | Genus | 065 | TCPIP_Genus | GSM | Feeder | 4570 | 206 | 11 KV NEW MIDC | 027002 | 132 MIDC
03016688 | Genus | 065 | TCPIP_Genus | GSM | Feeder | 4570 | 201 | 11 kv Phase II/ OLD MIDC | 027002 | 132 MIDC
03016705 | Genus | 065 | TCPIP_Genus | GSM | Feeder | 4570 | 203 | 11 kv SIMPLEX FEEDER(EXPRESS) | 027002 | 132 MIDC
03016707 | Genus | 065 | TCPIP_Genus | GSM | Feeder | 4570 | 207 | 11 KV KAULKHED | 025006 | 132KV GORAKSHAN
03016663 | Genus | 065 | TCPIP_Genus | GSM | Feeder | 4570 | 207 | 11 KV VIZORA | 027002 | 132 MIDC
13550692 | DLMS-LnT | 053 | TCPIP_DLMS | GSM | Feeder | 4570 | 203 | 11 KV INDUSTRIAL FEEDER | 025006 | 132KV GORAKSHAN
13550616 | DLMS-LnT | 053 | TCPIP_DLMS | GSM | Feeder | 4570 | 209 | 11 KV MOHOTA | 025006 | 132KV GORAKSHAN
X0398837 | DLMS-Secure | 055 | TCPIP_DLMS | GSM | Feeder | 4570 | 206 | 11 KV SOMTHANA GAOTHAN FEEDER | 024056 | KAULKHED SSTN
08024256 | DLMS-Genus | 065 | TCPIP_DLMS | GSM | Feeder | 4570 | 201 | 11 KV KHADKI FEEDER | 024024 | 33 KV KHADKI S/SN
08025834 | DLMS-Genus | 065 | TCPIP_DLMS | GSM | Feeder | 4570 | 204 | 11 KV SHIVAPUR FEEDER | 024024 | 33 KV KHADKI S/SN
08025813 | DLMS-Genus | 065 | TCPIP_DLMS | GSM | Feeder | 4570 | 204 | 11 KV TRANSPORT NAGAR | 024040 | 33 KV MIDC PHASE IV AKOLA
08024268 | DLMS-Genus | 065 | TCPIP_DLMS | GSM | Feeder | 4570 | 204 | 11KV CHAITANYA | 024041 | 33 KV TUKARAM CHOWK AKOLA
08024266 | DLMS-Genus | 065 | TCPIP_DLMS | GSM | Feeder | 4570 | 202 | 11KV KOTHARI WATIKA | 024041 | 33 KV TUKARAM CHOWK AKOLA
08024260 | DLMS-Genus | 065 | TCPIP_DLMS | GSM | Feeder | 4570 | 201 | 11KV TUKARAM | 024041 | 33 KV TUKARAM CHOWK AKOLA
03016704 | Genus | 065 | TCPIP_Genus | GSM | Feeder | 4570 | 202 | 11 KV KHADAN | 025006 | 132KV GORAKSHAN
XC439922 | DLMS-Secure | 055 | TCPIP_DLMS | GSM | Feeder | 4570 | 201 | 11 KV KARUNA | 024060 | 33/11 KV MIDC NEW GROWTH CENTER (YEOTA) AKOLA
X0853532 | DLMS-Secure | 055 | TCPIP_DLMS | GSM | Feeder | 4592 | 210 | 11 KVINCOMMER 1 | 024030 | VIDYUT BHAVAN S/S
X1457874 | DLMS-Secure | 055 | TCPIP_DLMS | GSM | Feeder | 4592 | 207 | UMARI WATER SEWAGE PLANT | 024002 | 33 KV UMRI
08024311 | DLMS-Genus | 065 | TCPIP_DLMS | GSM | Feeder | 4592 | 204 | 11kv Vishwakarma Feeder | 024002 | 33 KV UMRI
08024263 | DLMS-Genus | 065 | TCPIP_DLMS | GSM | Feeder | 4592 | 203 | AKOT ROAD | 024042 | 33KV NEW TAPDIYANAGAR S/S
X0398838 | DLMS-Secure | 055 | TCPIP_DLMS | GSM | Feeder | 4592 | 203 | DUMMY FEEDER 02 | 024030 | VIDYUT BHAVAN S/S
12626486 | DLMS-LnT | 053 | TCPIP_DLMS | GSM | Feeder | 4592 | 206 | 11 KV TOSHNIWAL FEEDER | 024059 | 33/11 KV S/S SUDHIR COLONY AKOLA.
17271260 | DLMS-LnT | 053 | TCPIP_DLMS | GSM | Feeder | 4592 | 411 | TRANSFORMER NO.2 | 024042 | 33KV NEW TAPDIYANAGAR S/S
18054380 | DLMS-LnT | 053 | TCPIP_DLMS | GSM | Feeder | 4592 | 210 | 11 KV I/C NO 1 SUDHIR COLONY SSTN | 024059 | 33/11 KV S/S SUDHIR COLONY AKOLA.
14676286 | DLMS-LnT | 053 | TCPIP_DLMS | GSM | Feeder | 4592 | 202 | 11 KV BIRLA | 024059 | 33/11 KV S/S SUDHIR COLONY AKOLA.
14676276 | DLMS-LnT | 053 | TCPIP_DLMS | GSM | Feeder | 4592 | 205 | 11 KV BARAJOTIRLING FEEDR | 024059 | 33/11 KV S/S SUDHIR COLONY AKOLA.
17272725 | DLMS-LnT | 053 | TCPIP_DLMS | GSM | Feeder | 4592 | 203 | 11 KV SUDHIR COLONY FEEDER | 024002 | 33 KV UMRI
08025790 | DLMS-Genus | 065 | TCPIP_DLMS | GSM | Feeder | 4592 | 207 | 11KV ICON HOSPITAL | 024030 | VIDYUT BHAVAN S/S
12626745 | DLMS-LnT | 053 | TCPIP_DLMS | GSM | Feeder | 4592 | 202 | RAMDASPETH | 024030 | VIDYUT BHAVAN S/S
08024271 | DLMS-Genus | 065 | TCPIP_DLMS | GSM | Feeder | 4592 | 201 | DAMANI | 024042 | 33KV NEW TAPDIYANAGAR S/S
08024272 | DLMS-Genus | 065 | TCPIP_DLMS | GSM | Feeder | 4592 | 202 | GOYANAKA | 024042 | 33KV NEW TAPDIYANAGAR S/S
08024318 | DLMS-Genus | 065 | TCPIP_DLMS | GSM | Feeder | 4592 | 202 | 11 KV PANCHSHIL FEEDER | 024002 | 33 KV UMRI
17272724 | DLMS-LnT | 053 | TCPIP_DLMS | GSM | Feeder | 4592 | 201 | 11 KV AKASHWANI FEEDER | 024059 | 33/11 KV S/S SUDHIR COLONY AKOLA.
08024273 | DLMS-Genus | 065 | TCPIP_DLMS | GSM | Feeder | 4592 | 203 | 11 KV SHITALA MATA | 024047 | 33/11 KV SUBSTATION ITI AKOLA
08024259 | DLMS-Genus | 065 | TCPIP_DLMS | GSM | Feeder | 4592 | 202 | 11 KV MHADA | 024047 | 33/11 KV SUBSTATION ITI AKOLA
08024270 | DLMS-Genus | 065 | TCPIP_DLMS | GSM | Feeder | 4592 | 205 | NEW TAPADIYA NAGAR | 024042 | 33KV NEW TAPDIYANAGAR S/S
08024269 | DLMS-Genus | 065 | TCPIP_DLMS | GSM | Feeder | 4592 | 206 | ASHOK NAGAR | 024042 | 33KV NEW TAPDIYANAGAR S/S
08024258 | DLMS-Genus | 065 | TCPIP_DLMS | GSM | Feeder | 4592 | 204 | PANKAJ | 024042 | 33KV NEW TAPDIYANAGAR S/S
12627408 | DLMS-LnT | 053 | TCPIP_DLMS | GSM | Feeder | 4592 | 204 | CHINA GATE | 024059 | 33/11 KV S/S SUDHIR COLONY AKOLA.
12626747 | DLMS-LnT | 053 | TCPIP_DLMS | GSM | Feeder | 4592 | 206 | 11 KV VIDYUT BHAWAN FEEDER | 024030 | VIDYUT BHAVAN S/S
12626743 | DLMS-LnT | 053 | TCPIP_DLMS | GSM | Feeder | 4592 | 204 | 11 KV JATHARPETH | 024030 | VIDYUT BHAVAN S/S
12627665 | LnT | 053 | TCPIP_DLMS | GSM | Feeder | 4592 | 201 | 11 KV ITI FEEDER | 024047 | 33/11 KV SUBSTATION ITI AKOLA
08024315 | DLMS-Genus | 065 | TCPIP_DLMS | GSM | Feeder | 4592 | 201 | 11 KV PKV FEEDER | 024002 | 33 KV UMRI
08023483 | DLMS-Genus | 065 | TCPIP_DLMS | GSM | Feeder | 2852 | 202 | 11KV KINHOLA AG | 074012 | 33/11 KV D'SHEWALI S/STN
12484402 | LnT | 053 | TCPIP_LnT_9600 | GSM | Feeder | 2852 | 204 | Dummy Feeder-I | 074089 | 33/11 KV MAINTENANCE UNIT S/STN
07327502 | LnT | 053 | TCPIP_LNT | GSM | Feeder | 2852 | 201 | 11KV BULDANA - I | 074004 | 33/11 KV BULDANA OLD S/STN
17272784 | DLMS-LnT | 053 | TCPIP_DLMS | GSM | Feeder | 2852 | 203 | 11 KV TOWN-III | 074004 | 33/11 KV BULDANA OLD S/STN
00310263 | DLMS-HPL | 076 | TCPIP_DLMS | GSM | Feeder | 2852 | 203 | 11 KV JAISTAMB-II | 074047 | 33 /11 KV GANESH NAGAR S/STN
06600208 | LnT | 053 | TCPIP_LNT | GSM | Feeder | 2852 | 201 | 11 KV Market | 074047 | 33 /11 KV GANESH NAGAR S/STN
X0399420 | DLMS-Secure | 055 | TCPIP_DLMS | GSM | Feeder | 2852 | 206 | 11 KV AJIJPUR AG FEEDER | 074093 | 33/11 KV SAGWAN S/STN
X0399196 | DLMS-Secure | 055 | TCPIP_DLMS | GSM | Feeder | 2852 | 205 | 11 KV AMBHODA AG | 074015 | 33/11 KV HATEDI S/STN
X0399205 | DLMS-Secure | 055 | TCPIP_DLMS | GSM | Feeder | 2852 | 201 | 11KV NANDRAKOLI AG | 074015 | 33/11 KV HATEDI S/STN
X0399204 | DLMS-Secure | 055 | TCPIP_DLMS | GSM | Feeder | 2852 | 203 | 11KV KOLWAD AG | 074015 | 33/11 KV HATEDI S/STN
X0399206 | DLMS-Secure | 055 | TCPIP_DLMS | GSM | Feeder | 2852 | 201 | 11KV PADALI AG | 074030 | 33/11 KV PADALI S/STN
X0399203 | DLMS-Secure | 055 | TCPIP_DLMS | GSM | Feeder | 2852 | 202 | 11KV DUDHA AG | 074015 | 33/11 KV HATEDI S/STN
X0399377 | DLMS-Secure | 055 | TCPIP_DLMS | GSM | Feeder | 2852 | 202 | 11 kv Ram Nagar Feeder | 074093 | 33/11 KV SAGWAN S/STN
00467214 | DLMS-HPL | 076 | TCPIP_DLMS | GSM | Feeder | 2852 | 204 | 11 KV AMBHODA GAOTHAN | 074015 | 33/11 KV HATEDI S/STN
00568239 | DLMS-HPL | 076 | TCPIP_DLMS | GSM | Feeder | 2852 | 204 | 11 KV KOLWAD G | 074004 | 33/11 KV BULDANA OLD S/STN
X0398831 | DLMS-Secure | 055 | TCPIP_DLMS | GSM | Feeder | 2852 | 201 | 11 kv Indira Nagar | 074093 | 33/11 KV SAGWAN S/STN
X0399371 | DLMS-Secure | 055 | TCPIP_DLMS | GSM | Feeder | 2852 | 205 | 11 KV JAMBHRUN AG | 074093 | 33/11 KV SAGWAN S/STN
17272785 | DLMS-LnT | 053 | TCPIP_DLMS | GSM | Feeder | 2852 | 209 | 11 KV EKTA NAGAR | 074004 | 33/11 KV BULDANA OLD S/STN
X0399147 | DLMS-Secure | 055 | TCPIP_DLMS | GSM | Feeder | 2852 | 206 | SHELSUR GFSS | 074012 | 33/11 KV D'SHEWALI S/STN
X0398829 | DLMS-Secure | 055 | TCPIP_DLMS | GSM | Feeder | 2852 | 204 | 11 KV D SHEWALI GFSS | 074012 | 33/11 KV D'SHEWALI S/STN
08025683 | DLMS-Genus | 065 | TCPIP_DLMS | GSM | Feeder | 2852 | 205 | SAV AG | 074089 | 33/11 KV MAINTENANCE UNIT S/STN
08025679 | DLMS-Genus | 065 | TCPIP_DLMS | GSM | Feeder | 2852 | 204 | 11 kv Hanwatkhed Feeder | 074047 | 33 /11 KV GANESH NAGAR S/STN
08025682 | DLMS-Genus | 065 | TCPIP_DLMS | GSM | Feeder | 2852 | 204 | 11 KV DAHID GFSS | 074030 | 33/11 KV PADALI S/STN
08025681 | DLMS-Genus | 065 | TCPIP_DLMS | GSM | Feeder | 2852 | 206 | 11 KV PADALI GFSS | 074030 | 33/11 KV PADALI S/STN
08025680 | DLMS-Genus | 065 | TCPIP_DLMS | GSM | Feeder | 2852 | 205 | 11KV DEULGHAT GFSS | 074030 | 33/11 KV PADALI S/STN
08025675 | DLMS-Genus | 065 | TCPIP_DLMS | GSM | Feeder | 2852 | 205 | 11 kv Balaji Nagar | 074047 | 33 /11 KV GANESH NAGAR S/STN
18205846 | DLMS-LnT | 053 | TCPIP_DLMS | GSM | Feeder | 2852 | 201 | 11 KV SAKHALI GFSS | 074074 | 33/11 KV SAKHALI S/STN
X0399208 | DLMS-Secure | 055 | TCPIP_DLMS | GSM | Feeder | 2852 | 202 | 11KV DAHID AG | 074030 | 33/11 KV PADALI S/STN
18205844 | DLMS-LnT | 053 | TCPIP_DLMS | GSM | Feeder | 2852 | 202 | SAKHALI AG | 074074 | 33/11 KV SAKHALI S/STN
18205847 | DLMS-LnT | 053 | TCPIP_DLMS | GSM | Feeder | 2852 | 203 | SHIRPUR AG FEEDER | 074074 | 33/11 KV SAKHALI S/STN
X0399220 | DLMS-Secure | 055 | TCPIP_DLMS | GSM | Feeder | 2852 | 203 | 11 KV SAGWAN GAOTHAN | 074093 | 33/11 KV SAGWAN S/STN
X0399207 | DLMS-Secure | 055 | TCPIP_DLMS | GSM | Feeder | 2852 | 211 | 11 KV KESAPUR AG | 074015 | 33/11 KV HATEDI S/STN
07170876 | LnT | 053 | TCPIP_LNT | GSM | Feeder | 2852 | 203 | 11KV SHELSUR AG | 074012 | 33/11 KV D'SHEWALI S/STN
MH907774 | Secure | 055 | TCPIP_Secure | GSM | Feeder | 2852 | 202 | BHADOLA AG | 074085 | 33/11 KV BHADOLA S/STN
00568236 | DLMS-HPL | 076 | TCPIP_DLMS | GSM | Feeder | 2852 | 202 | 11 KV Ganesh Nagar | 074047 | 33 /11 KV GANESH NAGAR S/STN
12484705 | LnT | 053 | TCPIP_LnT_9600 | GSM | Feeder | 2852 | 202 | BHAGIRATH | 074089 | 33/11 KV MAINTENANCE UNIT S/STN
MH907770 | Secure | 055 | TCPIP_Secure | GSM | Feeder | 2852 | 201 | Bhadola gaothan | 074085 | 33/11 KV BHADOLA S/STN
X2036398 | DLMS-Secure | 055 | TCPIP_DLMS | GSM | Feeder | 2852 | 203 | 11KV AMBHODA AG | 074120 | 33/11 KV UMALA SUBSTATION
X2036399 | DLMS-Secure | 055 | TCPIP_DLMS | GSM | Feeder | 2852 | 202 | 11KV UMALA AG | 074120 | 33/11 KV UMALA SUBSTATION
00310536 | DLMS-HPL | 076 | TCPIP_DLMS | GSM | Feeder | 2852 | 201 | 11KV DONGAR SHEOLI AG | 074012 | 33/11 KV D'SHEWALI S/STN
X2036368 | DLMS-Secure | 055 | TCPIP_DLMS | GSM | Feeder | 2852 | 201 | 11 KV DAHID AG | 074120 | 33/11 KV UMALA SUBSTATION
12484571 | LnT | 053 | TCPIP_LnT_9600 | GSM | Feeder | 2852 | 206 | YELGAON GFSS | 074089 | 33/11 KV MAINTENANCE UNIT S/STN
12484417 | LnT | 053 | TCPIP_LnT_9600 | GSM | Feeder | 2852 | 201 | Shivshankar Nagar | 074089 | 33/11 KV MAINTENANCE UNIT S/STN
MSP12585 | Secure | 055 | TCPIP_Secure | GSM | Feeder | 2852 | 203 | 11KV DEULGHAT AG | 074030 | 33/11 KV PADALI S/STN
00467218 | DLMS-HPL | 076 | TCPIP_DLMS | GSM | Feeder | 2852 | 209 | 11 KV CHIKALA GAOTHAN | 074015 | 33/11 KV HATEDI S/STN
00309448 | DLMS-HPL | 076 | TCPIP_DLMS | GSM | Feeder | 2852 | 208 | 11 KV KESAPUR GAOTHAN | 074015 | 33/11 KV HATEDI S/STN
00309892 | DLMS-HPL | 076 | TCPIP_DLMS | GSM | Feeder | 2852 | 210 | 11 KV MALWANDI AG | 074015 | 33/11 KV HATEDI S/STN
07170776 | LnT | 053 | TCPIP_LNT | GSM | Feeder | 2852 | 202 | 11 KV BULDANA - II | 074004 | 33/11 KV BULDANA OLD S/STN
X0399230 | DLMS-Secure | 055 | TCPIP_DLMS | GSM | Feeder | 2861 | 202 | 11 KV RAIPUR AG | 074063 | 33/11 KV CHIKHLI
X0399392 | DLMS-Secure | 055 | TCPIP_DLMS | GSM | Feeder | 2862 | 204 | 11 KV AMDAPUR GFFS | 074001 | 33/11 KV AMDAPUR
MH907771 | Secure | 055 | TCPIP_Secure | GSM | Feeder | 2861 | 201 | 11 KV RAUT WADI (TOWN) | 074063 | 33/11 KV CHIKHLI
MH907788 | Secure | 055 | TCPIP_Secure | GSM | Feeder | 2862 | 201 | 11 KV WARKHED AG | 074081 | 33/11 KV MANGRUL (Nanghare)
MH907794 | Secure | 055 | TCPIP_Secure | GSM | Feeder | 2861 | 202 | 11 KV WALTI AG | 074083 | 33/11 KV SAWANA (WALTI)
MH907804 | Secure | 055 | TCPIP_Secure | GSM | Feeder | 2861 | 201 | 11 KV SAWANA AG | 074083 | 33/11 KV SAWANA (WALTI)
MH907793 | Secure | 055 | TCPIP_Secure | GSM | Feeder | 2861 | 206 | 11 KV SHELSOOR AG | 074063 | 33/11 KV CHIKHLI
X0399351 | DLMS-Secure | 055 | TCPIP_DLMS | GSM | Feeder | 2862 | 201 | 11 KV BORGAON AG | 074013 | 33/11 KV EKLARA
X0399348 | DLMS-Secure | 055 | TCPIP_DLMS | GSM | Feeder | 2862 | 203 | 11 KV UNDRI AG | 074001 | 33/11 KV AMDAPUR
X0399349 | DLMS-Secure | 055 | TCPIP_DLMS | GSM | Feeder | 2862 | 206 | 11 KV UNDRI GFFS | 074001 | 33/11 KV AMDAPUR
X0399231 | DLMS-Secure | 055 | TCPIP_DLMS | GSM | Feeder | 2861 | 205 | 11 KV CHIKHLI TOWN-1 | 074063 | 33/11 KV CHIKHLI
MH907803 | Secure | 055 | TCPIP_Secure | GSM | Feeder | 2861 | 203 | 11 KV SAWANA GFSS | 074083 | 33/11 KV SAWANA (WALTI)
MH907789 | Secure | 055 | TCPIP_Secure | GSM | Feeder | 2862 | 202 | 11 KV MANGRUL GFFS | 074081 | 33/11 KV MANGRUL (Nanghare)
XE489677 | DLMS-Secure | 055 | TCPIP_DLMS | GSM | Feeder | 2862 | 201 | 11KV DHOTRA GAOTHANA | 074117 | PETH(DHOTRA BHANGOJI)
X0494626 | DLMS-Secure | 055 | TCPIP_DLMS | GSM | Feeder | 2862 | 201 | 11 KV TORANWADA (UNDRI) GFFS | 074112 | 33/11 KV UNDRI (TORANWADA) SUBSTATION
XE489793 | DLMS-Secure | 055 | TCPIP_DLMS | GSM | Feeder | 2862 | 203 | 11KV DHOTRA AG | 074117 | PETH(DHOTRA BHANGOJI)
XE489679 | DLMS-Secure | 055 | TCPIP_DLMS | GSM | Feeder | 2862 | 202 | 11KV UTARDA AG | 074117 | PETH(DHOTRA BHANGOJI)
X0399234 | DLMS-Secure | 055 | TCPIP_DLMS | GSM | Feeder | 2861 | 203 | 11 KV SHELSOOR GFFS | 074063 | 33/11 KV CHIKHLI
X0399419 | DLMS-Secure | 055 | TCPIP_DLMS | GSM | Feeder | 2861 | 201 | 11 KV ANDHERA AG | 074025 | 33/11 KV MERA KH
X0399428 | DLMS-Secure | 055 | TCPIP_DLMS | GSM | Feeder | 2861 | 202 | 11 KV ANTRI KH. AG | 074025 | 33/11 KV MERA KH
X0399368 | DLMS-Secure | 055 | TCPIP_DLMS | GSM | Feeder | 2862 | 202 | 11 KV BHORSHI AG | 074013 | 33/11 KV EKLARA
X0399369 | DLMS-Secure | 055 | TCPIP_DLMS | GSM | Feeder | 2862 | 204 | 11 KV KOLARA AG | 074013 | 33/11 KV EKLARA
X0399350 | DLMS-Secure | 055 | TCPIP_DLMS | GSM | Feeder | 2862 | 203 | 11 KV EKLARA AG | 074013 | 33/11 KV EKLARA
X0399418 | DLMS-Secure | 055 | TCPIP_DLMS | GSM | Feeder | 2861 | 209 | 11 KV MANUBAI AG | 074025 | 33/11 KV MERA KH
X0399432 | DLMS-Secure | 055 | TCPIP_DLMS | GSM | Feeder | 2861 | 206 | 11 KV DEULGAON GHUBE AG | 074025 | 33/11 KV MERA KH
MSU10708 | Secure | 055 | TCPIP_Secure | GSM | Feeder | 2861 | 202 | 11 KV YEOTA AG | 074080 | 33/11 KV MURADPUR
MH907785 | Secure | 055 | TCPIP_Secure | GSM | Feeder | 2861 | 205 | 11 KV GANGALGAON AG | 074080 | 33/11 KV MURADPUR
MSU10749 | Secure | 055 | TCPIP_Secure | GSM | Feeder | 2861 | 203 | 11 KV BHALGAON AG | 074080 | 33/11 KV MURADPUR
MH907775 | Secure | 055 | TCPIP_Secure | GSM | Feeder | 2862 | 203 | 11 KV DONGERGAON AG | 074081 | 33/11 KV MANGRUL (Nanghare)
MSU10629 | Secure | 055 | TCPIP_Secure | GSM | Feeder | 2862 | 204 | 11 KV ISOLI AG | 074081 | 33/11 KV MANGRUL (Nanghare)
KA908834 | DLMS-Secure | 055 | TCPIP_DLMS | GSM | Feeder | 2861 | 204 | 11 KV MEHKAR PHATA TOWN | 074082 | 33/11 KV MIDC CHIKHLI
MH907767 | Secure | 055 | TCPIP_Secure | GSM | Feeder | 2861 | 206 | 11 KV CHANDANPUR AG | 074080 | 33/11 KV MURADPUR
12484473 | LnT | 053 | TCPIP_LnT_9600 | GSM | Feeder | 2861 | 203 | 11 KV KHANDALA AG | 074082 | 33/11 KV MIDC CHIKHLI
12484409 | LnT | 053 | TCPIP_LnT_9600 | GSM | Feeder | 2861 | 202 | 11 KV SAILANINAGAR TOWN | 074082 | 33/11 KV MIDC CHIKHLI
MSE70180 | Secure | 055 | TCPIP_Secure | GSM | Feeder | 2861 | 201 | 11 KV CHIKHALI TOWN-2 | 078002 | 220 KV CHIKHALI EHV S/S
KA908831 | Secure | 055 | TCPIP_Secure | GSM | Feeder | 2861 | 202 | 11 KV CHANDHAI GFFS | 074084 | 33/11 KV CHANDHAI (BHOKER)
08025710 | DLMS-Genus | 065 | TCPIP_DLMS | GSM | Feeder | 2862 | 205 | 11 KV DAHIGAON AG | 074081 | 33/11 KV MANGRUL (Nanghare)
08025713 | DLMS-Genus | 065 | TCPIP_DLMS | GSM | Feeder | 2862 | 206 | 11 KV NAIGON AG | 074081 | 33/11 KV MANGRUL (Nanghare)
08025729 | DLMS-Genus | 065 | TCPIP_DLMS | GSM | Feeder | 2861 | 201 | 11 KV MIDC FEEDER | 074082 | 33/11 KV MIDC CHIKHLI
X0494527 | DLMS-Secure | 055 | TCPIP_DLMS | GSM | Feeder | 2862 | 202 | 11 KV VAIRAGAD (UNDRI) AG | 074112 | 33/11 KV UNDRI (TORANWADA) SUBSTATION
X0494535 | DLMS-Secure | 055 | TCPIP_DLMS | GSM | Feeder | 2862 | 203 | 11 KV TORANWADA AG | 074112 | 33/11 KV UNDRI (TORANWADA) SUBSTATION
MH907772 | DLMS-Secure | 055 | TCPIP_DLMS | GSM | Feeder | 2861 | 205 | 11KV MIDC NO-II | 074082 | 33/11 KV MIDC CHIKHLI
00568231 | DLMS-HPL | 076 | TCPIP_DLMS | GSM | Feeder | 2862 | 212 | 11 KV KOLARA GFFS | 074013 | 33/11 KV EKLARA
00568238 | DLMS-HPL | 076 | TCPIP_DLMS | GSM | Feeder | 2862 | 210 | 11 KV BHORSHI GFFS | 074013 | 33/11 KV EKLARA
00467219 | DLMS-HPL | 076 | TCPIP_DLMS | GSM | Feeder | 2862 | 209 | 11 KV BORGAON GFFS | 074013 | 33/11 KV EKLARA
00310842 | DLMS-HPL | 076 | TCPIP_DLMS | GSM | Feeder | 2862 | 211 | 11 KV EKLARA GFFS | 074013 | 33/11 KV EKLARA
KA908833 | Secure | 055 | TCPIP_Secure | GSM | Feeder | 2861 | 201 | 11 KV GODHARI AG | 074084 | 33/11 KV CHANDHAI (BHOKER)
MH907792 | Secure | 055 | TCPIP_Secure | GSM | Feeder | 2861 | 203 | 11 KV BHOKER AG | 074084 | 33/11 KV CHANDHAI (BHOKER)
MSE70288 | Secure | 055 | TCPIP_Secure | GSM | Feeder | 2861 | 203 | 11 KV BHAROSA AG | 074025 | 33/11 KV MERA KH
MSU10678 | Secure | 055 | TCPIP_Secure | GSM | Feeder | 2861 | 201 | 11 KV MURADPUR GFFS | 074080 | 33/11 KV MURADPUR
MH907787 | Secure | 055 | TCPIP_Secure | GSM | Feeder | 2861 | 204 | 11 KV RAMNAGAR AG | 074080 | 33/11 KV MURADPUR
X0399352 | DLMS-Secure | 055 | TCPIP_DLMS | GSM | Feeder | 2861 | 205 | 11 KV BHAROSA GFFS | 074025 | 33/11 KV MERA KH
X0399393 | DLMS-Secure | 055 | TCPIP_DLMS | GSM | Feeder | 2862 | 205 | 11 KV MANGRUL GFFS | 074001 | 33/11 KV AMDAPUR
MSU10720 | Secure | 055 | TCPIP_Secure | GSM | Feeder | 2862 | 201 | 11 KV AMDAPUR AG | 074001 | 33/11 KV AMDAPUR
MSU10690 | Secure | 055 | TCPIP_Secure | GSM | Feeder | 2862 | 202 | 11 KV MANGRUL AG | 074001 | 33/11 KV AMDAPUR
07427640 | LnT | 053 | TCPIP_LNT | GSM | Feeder | 2879 | 202 | 11KV PANGRI | 074075 | 33 KV SINGAONJAHAGIR (RU)
X0399237 | DLMS-Secure | 055 | TCPIP_DLMS | GSM | Feeder | 2879 | 203 | 11 KV DRJA TOWN-2 | 074008 | 33 KV DEULGAON RAJA
00568246 | DLMS-HPL | 076 | TCPIP_DLMS | GSM | Feeder | 2879 | 203 | 11 KV DIGRAS AG | 074101 | 33 KV NARAYANKHED
00381754 | DLMS-HPL | 076 | TCPIP_DLMS | GSM | Feeder | 2879 | 201 | 11 KV NARYANKHED GAWTHAN | 074101 | 33 KV NARAYANKHED
08025736 | DLMS-Genus | 065 | TCPIP_DLMS | GSM | Feeder | 2879 | 203 | 11KVMEHUNARAJA | 074075 | 33 KV SINGAONJAHAGIR (RU)
08025673 | DLMS-Genus | 065 | TCPIP_DLMS | GSM | Feeder | 2879 | 201 | 11 KV ANDERA | 074002 | 33 KV ANDERA
07427652 | LnT | 053 | TCPIP_LNT | GSM | Feeder | 2879 | 201 | 11 KV SINGAON JAHANGIR | 074075 | 33 KV SINGAONJAHAGIR (RU)
X0399409 | DLMS-Secure | 055 | TCPIP_DLMS | GSM | Feeder | 2879 | 201 | 11KV SHELGAON ATOL | 074078 | 33 KV SHELGAON ATOL
XB414508 | DLMS-Secure | 055 | TCPIP_DLMS | GSM | Feeder | 2879 | 204 | 11 KV WATER WORK D RAJA | 074075 | 33 KV SINGAONJAHAGIR (RU)
XB414507 | DLMS-Secure | 055 | TCPIP_DLMS | GSM | Feeder | 2879 | 205 | 11 KV KHALYAL GAWHAN | 074075 | 33 KV SINGAONJAHAGIR (RU)
XB414506 | DLMS-Secure | 055 | TCPIP_DLMS | GSM | Feeder | 2879 | 206 | 11 KV GARGUNDI | 074075 | 33 KV SINGAONJAHAGIR (RU)
08025698 | DLMS-Genus | 065 | TCPIP_DLMS | GSM | Feeder | 2879 | 203 | 11 KV CHICHKHED FEEDER | 074095 | 33 KV ISRUL
08025724 | DLMS-Genus | 065 | TCPIP_DLMS | GSM | Feeder | 2879 | 201 | ISRUL | 074095 | 33 KV ISRUL
08025743 | DLMS-Genus | 065 | TCPIP_DLMS | GSM | Feeder | 2879 | 202 | DODRA | 074095 | 33 KV ISRUL
X0399425 | DLMS-Secure | 055 | NON_AMR_MODEM | GSM | Feeder | 2879 | 206 | 11 KV DIGRAS GAOTHAN | 074009 | 33 KV D MAHI
13045258 | LnT | 053 | TCPIP_LnT_9600 | GSM | Feeder | 2879 | 203 | 11 KV SRAJA AG | 074055 | 33 KV GIROLI
13045269 | LnT | 053 | TCPIP_LnT_9600 | GSM | Feeder | 2879 | 202 | 11KV AMONA | 074078 | 33 KV SHELGAON ATOL
13045253 | LnT | 053 | TCPIP_LnT_9600 | GSM | Feeder | 2879 | 202 | 11 KV JUMDA AG | 074055 | 33 KV GIROLI
00467238 | DLMS-HPL | 076 | TCPIP_DLMS | GSM | Feeder | 2879 | 202 | 11 KV NIMGAON GURU AG | 074101 | 33 KV NARAYANKHED
X1603019 | DLMS-Secure | 055 | TCPIP_DLMS | GSM | Feeder | 2879 | 206 | 11KV SAMRUDDHI EXPRESS TOLL PLAZA FEEDER | 074055 | 33 KV GIROLI
X0399235 | DLMS-Secure | 055 | TCPIP_DLMS | GSM | Feeder | 2879 | 204 | 11 KV JUMDA | 074008 | 33 KV DEULGAON RAJA
X0399424 | DLMS-Secure | 055 | TCPIP_DLMS | GSM | Feeder | 2879 | 201 | 11 KV GIROLI AG | 074055 | 33 KV GIROLI
X0399233 | DLMS-Secure | 055 | TCPIP_DLMS | GSM | Feeder | 2879 | 201 | 11 KV DRAJA TOWN-1 | 074008 | 33 KV DEULGAON RAJA
X0399431 | DLMS-Secure | 055 | TCPIP_DLMS | GSM | Feeder | 2879 | 203 | 11 KV MANGRUL | 074002 | 33 KV ANDERA
X0399408 | DLMS-Secure | 055 | TCPIP_DLMS | GSM | Feeder | 2879 | 204 | 11 KV ANCHARWADI | 074078 | 33 KV SHELGAON ATOL
X0399236 | DLMS-Secure | 055 | TCPIP_DLMS | GSM | Feeder | 2879 | 202 | 11 KV SRAJA | 074008 | 33 KV DEULGAON RAJA
X0399427 | DLMS-Secure | 055 | TCPIP_DLMS | GSM | Feeder | 2879 | 204 | 11 KV GIROLI GAOTHAN | 074055 | 33 KV GIROLI
X0399430 | DLMS-Secure | 055 | TCPIP_DLMS | GSM | Feeder | 2879 | 202 | 11 KV MENDGAON | 074002 | 33 KV ANDERA
X0399423 | DLMS-Secure | 055 | TCPIP_DLMS | GSM | Feeder | 2879 | 202 | 11 KV TAKARKHED AG | 074009 | 33 KV D MAHI
08025692 | DLMS-Genus | 065 | TCPIP_DLMS | GSM | Feeder | 4668 | 201 | 11 KV PANGRI AG | 074034 | 33KV S/S RAYPUR
18205833 | DLMS-LnT | 053 | TCPIP_DLMS | GSM | Feeder | 4668 | 202 | 11 KV DHAMANGAON AG FEEDER | 074056 | 33KV S/S DHAMANGAON DEO
13546701 | DLMS-LnT | 053 | TCPIP_DLMS | GSM | Feeder | 4668 | 205 | 11KV MHASALA AG | 074010 | 33KV S/S DHAD
08025703 | DLMS-Genus | 065 | TCPIP_DLMS | GSM | Feeder | 4668 | 206 | PANGRI GFSS | 074034 | 33KV S/S RAYPUR
18205831 | DLMS-LnT | 053 | TCPIP_DLMS | GSM | Feeder | 4668 | 205 | 11 KV JANUNA AG FEEDER | 074056 | 33KV S/S DHAMANGAON DEO
08025709 | DLMS-Genus | 065 | TCPIP_DLMS | GSM | Feeder | 4668 | 205 | 11 KV SAILANI GFSS | 074034 | 33KV S/S RAYPUR
18205823 | DLMS-LnT | 053 | TCPIP_DLMS | GSM | Feeder | 4668 | 203 | 11 KV JAMB GAOTHAN FEEDER | 074010 | 33KV S/S DHAD
18205807 | DLMS-LnT | 053 | TCPIP_DLMS | GSM | Feeder | 4668 | 202 | 11KV DHAD AG | 074010 | 33KV S/S DHAD
08025728 | DLMS-Genus | 065 | TCPIP_DLMS | GSM | Feeder | 4668 | 204 | 11 KV DOMRUL AG FEEDER | 074056 | 33KV S/S DHAMANGAON DEO
18205822 | DLMS-LnT | 053 | TCPIP_DLMS | GSM | Feeder | 4668 | 206 | 11KV KARDI AG | 074010 | 33KV S/S DHAD
07427636 | LnT | 053 | TCPIP_LNT | GSM | Feeder | 4668 | 208 | 11 KV KARDI GFSS FEEDER | 074010 | 33KV S/S DHAD
18205821 | DLMS-LnT | 053 | TCPIP_DLMS | GSM | Feeder | 4668 | 201 | 11KV DHAD GFSS | 074010 | 33KV S/S DHAD
XB449605 | DLMS-Secure | 055 | TCPIP_DLMS | GSM | Feeder | 4668 | 203 | 11 KV SOYGAON AG | 074106 | 33/11 KV SOYGAON SUBSTATION
17272806 | DLMS-LnT | 053 | TCPIP_DLMS | GSM | Feeder | 4668 | 202 | 11KV RAIPUR AG | 074034 | 33KV S/S RAYPUR
17272803 | DLMS-LnT | 053 | TCPIP_DLMS | GSM | Feeder | 4668 | 203 | 11KV SAILANI AG | 074034 | 33KV S/S RAYPUR
17272804 | DLMS-LnT | 053 | TCPIP_DLMS | GSM | Feeder | 4668 | 202 | 11 KV CHANDOL AG FEEDER | 074071 | 33/11KV S/S CHANDOL
17272805 | DLMS-LnT | 053 | TCPIP_DLMS | GSM | Feeder | 4668 | 203 | BHADGAON AG | 074071 | 33/11KV S/S CHANDOL
17272807 | DLMS-LnT | 053 | TCPIP_DLMS | GSM | Feeder | 4668 | 201 | 11 KV CHANDOL GAOTHAN FEEDER | 074071 | 33/11KV S/S CHANDOL
X0399370 | DLMS-Secure | 055 | TCPIP_DLMS | GSM | Feeder | 4668 | 201 | 11 KV SOYGAON GFSS | 074106 | 33/11 KV SOYGAON SUBSTATION
X0399216 | DLMS-Secure | 055 | TCPIP_DLMS | GSM | Feeder | 4668 | 202 | 11 KV SHEKAPUR AG | 074106 | 33/11 KV SOYGAON SUBSTATION
X1951063 | DLMS-Secure | 055 | TCPIP_DLMS | GSM | Feeder | 4668 | 201 | 11KV PANGRI AG FEEDER | 074118 | 33/11 KV PANGRI SUBSTATION
18205808 | DLMS-LnT | 053 | TCPIP_DLMS | GSM | Feeder | 4668 | 201 | 11 KV DHAMANGAON GAOTHAN FEEDER | 074056 | 33KV S/S DHAMANGAON DEO
18205806 | DLMS-LnT | 053 | TCPIP_DLMS | GSM | Feeder | 4668 | 204 | 11 KV RAIPUR GFSS | 074034 | 33KV S/S RAYPUR
08025660 | DLMS-Genus | 065 | TCPIP_DLMS | GSM | Feeder | 4668 | 204 | 11 KV JAMTHI AG | 074010 | 33KV S/S DHAD
MPU06616 | Secure | 055 | TCPIP_Secure | GSM | Feeder | 4668 | 214 | 11 KV DHALSAWANGI AG | 074010 | 33KV S/S DHAD
XB403947 | DLMS-Secure | 055 | TCPIP_DLMS | GSM | Feeder | 4668 | 204 | 11 KV SAOLI GAOTHAN FEEDER | 074071 | 33/11KV S/S CHANDOL
XB403939 | DLMS-Secure | 055 | TCPIP_DLMS | GSM | Feeder | 4668 | 205 | 11 KV SAWALI AG | 074071 | 33/11KV S/S CHANDOL
XB403928 | DLMS-Secure | 055 | TCPIP_DLMS | GSM | Feeder | 4668 | 206 | 11 KV DHANGARPUR AG | 074071 | 33/11KV S/S CHANDOL
MSU10727 | Secure | 055 | TCPIP_Secure | GSM | Feeder | 4668 | 203 | 11 KV MASRUL AG FEEDER | 074056 | 33KV S/S DHAMANGAON DEO
X1951064 | DLMS-Secure | 055 | TCPIP_DLMS | GSM | Feeder | 4668 | 202 | 11 KV MATALA AG FEEDER | 074118 | 33/11 KV PANGRI SUBSTATION
X1955831 | DLMS-Secure | 055 | TCPIP_DLMS | GSM | Feeder | 4668 | 203 | 11 KV PANGRI GAOTHAN | 074118 | 33/11 KV PANGRI SUBSTATION
13045245 | LnT | 053 | TCPIP_LnT_9600 | GSM | Feeder | 0974 | 201 | 11 KV SHIVANI TAKA AG | 074065 | 33 KV DAWARGAON S/S
13043204 | LnT | 053 | TCPIP_LnT_9600 | GSM | Feeder | 0974 | 202 | 11 KV ANCHALI AG | 074065 | 33 KV DAWARGAON S/S
MSU10710 | Secure | 055 | TCPIP_Secure | GSM | Feeder | 0974 | 202 | 11KV JAGDARI AG | 074096 | 33/11 KV SHENDURJAN
13045256 | LnT | 053 | TCPIP_LnT_9600 | GSM | Feeder | 0974 | 204 | 11 KV ANCHALI GFSS | 074065 | 33 KV DAWARGAON S/S
XB403946 | DLMS-Secure | 055 | TCPIP_DLMS | GSM | Feeder | 0974 | 202 | 11 KV HIVARKHED PURNA AG | 074068 | 33 KV KINGAON RAJA S/S
X0399225 | DLMS-Secure | 055 | TCPIP_DLMS | GSM | Feeder | 0974 | 201 | 11KV SAKHARKHERDA AG | 074035 | 33KV SAKHARKHERDA
X0399224 | DLMS-Secure | 055 | TCPIP_DLMS | GSM | Feeder | 0974 | 203 | 11KV TANDULWADI AG | 074035 | 33KV SAKHARKHERDA
X0399410 | Secure | 055 | TCPIP_DLMS | GSM | Feeder | 0974 | 205 | 11 KV HIVARKHED PURNA GFSS | 074068 | 33 KV KINGAON RAJA S/S
X0399217 | DLMS-Secure | 055 | TCPIP_DLMS | GSM | Feeder | 0974 | 207 | 11 KV SAKHARKHERDA GFSS | 074035 | 33KV SAKHARKHERDA
X0399435 | DLMS-Secure | 055 | TCPIP_DLMS | GSM | Feeder | 0974 | 201 | 11KV SINDAKHEDRAJA AG | 074038 | 33KV S. RAJA S/S
X0399227 | DLMS-Secure | 055 | TCPIP_DLMS | GSM | Feeder | 0974 | 202 | 11KV SHENDURJAN AG | 074035 | 33KV SAKHARKHERDA
X0399221 | DLMS-Secure | 055 | TCPIP_DLMS | GSM | Feeder | 0974 | 206 | 11KV SHENDURJAN GFSS | 074035 | 33KV SAKHARKHERDA
X0399226 | DLMS-Secure | 055 | TCPIP_DLMS | GSM | Feeder | 0974 | 204 | 11 KV WAGHALA AG | 074057 | 33 /11 KV MALKAPUR PANGRA
X0399232 | DLMS-Secure | 055 | TCPIP_DLMS | GSM | Feeder | 0974 | 201 | 11KV MALKAPUR PANGRA AG | 074057 | 33 /11 KV MALKAPUR PANGRA
X0399433 | DLMS-Secure | 055 | TCPIP_DLMS | GSM | Feeder | 0974 | 203 | 11 KV DAWARGAON AG | 074065 | 33 KV DAWARGAON S/S
X0399412 | DLMS-Secure | 055 | TCPIP_DLMS | GSM | Feeder | 0974 | 204 | 11 KV PANGRI UGALE AG | 074068 | 33 KV KINGAON RAJA S/S
X0399228 | DLMS-Secure | 055 | TCPIP_DLMS | GSM | Feeder | 0974 | 203 | 11 KV WAGHALA GFSS | 074057 | 33 /11 KV MALKAPUR PANGRA
XB403927 | DLMS-Secure | 055 | TCPIP_DLMS | GSM | Feeder | 0974 | 203 | 11KV KINGAONRAJA GFSS | 074068 | 33 KV KINGAON RAJA S/S
XB403938 | DLMS-Secure | 055 | TCPIP_DLMS | GSM | Feeder | 0974 | 201 | 11 KV KINGAON RAJA AG | 074068 | 33 KV KINGAON RAJA S/S
X0399229 | DLMS-Secure | 055 | TCPIP_DLMS | GSM | Feeder | 0974 | 202 | 11 KV MALKAPUR GFSS | 074057 | 33 /11 KV MALKAPUR PANGRA
X0399222 | DLMS-Secure | 055 | TCPIP_DLMS | GSM | Feeder | 0974 | 204 | 11 KV DAREGAON AG | 074035 | 33KV SAKHARKHERDA
00467217 | DLMS-HPL | 076 | TCPIP_DLMS | GSM | Feeder | 0974 | 206 | 11 KV PIMPALGAON LENDI(SHELGAON) AG | 074068 | 33 KV KINGAON RAJA S/S
07170919 | LnT | 053 | TCPIP_LNT | GSM | Feeder | 0974 | 201 | 11KV SONOSHI AG | 074039 | 33KV SONOSI
XG437249 | DLMS-Secure | 055 | TCPIP_DLMS | GSM | Feeder | 0974 | 207 | ROADWAYS SOLUTION EXPRESS FEEDER | 074068 | 33 KV KINGAON RAJA S/S
MH907782 | Secure | 055 | TCPIP_Secure | GSM | Feeder | 0974 | 202 | 11KV CHANGEFAL AG | 074090 | 33/11 KV Rumhana
MH907797 | Secure | 055 | TCPIP_Secure | GSM | Feeder | 0974 | 201 | 11KV RUMHANA GFSS | 074090 | 33/11 KV Rumhana
08025669 | DLMS-Genus | 065 | TCPIP_DLMS | GSM | Feeder | 0974 | 204 | 11KV JAMBHORA GFSS | 077005 | 132KV S/S DUSARBID
X0399434 | DLMS-Secure | 055 | NON_AMR_MODEM | GSM | Feeder | 0974 | 204 | 11KV SINDKHED RAJA TOWN | 074038 | 33KV S. RAJA S/S
MSU10715 | Secure | 055 | TCPIP_Secure | GSM | Feeder | 0974 | 201 | 11KV JAGDARI GAOTHAN | 074096 | 33/11 KV SHENDURJAN
MSU10745 | Secure | 055 | TCPIP_Secure | GSM | Feeder | 0974 | 203 | 11KV NAGZARI AG | 074096 | 33/11 KV SHENDURJAN
X1603017 | DLMS-Secure | 055 | TCPIP_DLMS | GSM | Feeder | 0974 | 205 | MSRDC EXPRESS FEEDER | 074057 | 33 /11 KV MALKAPUR PANGRA
MSB61780 | Secure | 055 | TCPIP_Secure | GSM | Feeder | 0974 | 205 | 11 KV DAWARGAON GFSS | 074065 | 33 KV DAWARGAON S/S
MH907776 | Secure | 055 | TCPIP_Secure | GSM | Feeder | 0974 | 207 | 11 KV KHAIRKHED AG | 074039 | 33KV SONOSI
MH907791 | Secure | 055 | TCPIP_Secure | GSM | Feeder | 0974 | 205 | 11 KV JAMBHORA GFSS | 074039 | 33KV SONOSI
MH907805 | Secure | 055 | TCPIP_Secure | GSM | Feeder | 0974 | 206 | 11 KV BUTTA AG | 074039 | 33KV SONOSI
X0399437 | DLMS-Secure | 055 | TCPIP_DLMS | GSM | Feeder | 0974 | 202 | 11KV BAMKHED AG | 074038 | 33KV S. RAJA S/S
X0399436 | DLMS-Secure | 055 | TCPIP_DLMS | GSM | Feeder | 0974 | 203 | 11KV BAMKHED GFSS | 074038 | 33KV S. RAJA S/S
12627411 | DLMS-LnT | 053 | TCPIP_DLMS | GSM | Feeder | 1406 | 204 | 11 KV DAL FAIL | 074116 | 33KV/11KV GIS-KHAMGAON
MSU12256 | Secure | 055 | TCPIP_Secure | GSM | Feeder | 1406 | 203 | 11 KV KHAMGAON SYNTEX | 074026 | 33 KV KHAMGAON MIDC SUBSTATION
MSU12280 | Secure | 055 | TCPIP_Secure | GSM | Feeder | 1406 | 202 | 11 KV MIDC | 074026 | 33 KV KHAMGAON MIDC SUBSTATION
07170830 | LnT | 053 | TCPIP_LNT | GSM | Feeder | 1406 | 204 | 11 KV FEDERATION | 074026 | 33 KV KHAMGAON MIDC SUBSTATION
MSU12206 | Secure | 055 | TCPIP_Secure | GSM | Feeder | 1406 | 203 | 11 KV SAJANPURI | 074048 | 33 kv Sajanpuri s/s
13550673 | DLMS-LnT | 053 | TCPIP_DLMS | GSM | Feeder | 1406 | 201 | 11 KV TOWN-I | 077003 | 132 kv Khamgaon s/s
08025665 | DLMS-Genus | 065 | TCPIP_DLMS | GSM | Feeder | 1406 | 201 | 11 KV VARDHAN | 074026 | 33 KV KHAMGAON MIDC SUBSTATION
08024281 | DLMS-Genus | 065 | TCPIP_DLMS | GSM | Feeder | 1406 | 203 | 11 KV OMKARESHWAR | 074076 | 33 KV RUSHI SANKUL S/S
08025674 | DLMS-Genus | 065 | TCPIP_DLMS | GSM | Feeder | 1406 | 202 | 11 KV JANUNA | 074076 | 33 KV RUSHI SANKUL S/S
07427670 | LnT | 053 | TCPIP_LNT | GSM | Feeder | 1406 | 202 | 11 KV SHIRASGAON DESHMUKH AG | 074048 | 33 kv Sajanpuri s/s
MSU12242 | Secure | 055 | TCPIP_Secure | GSM | Feeder | 1406 | 206 | 11 KV SUTALA BK | 074026 | 33 KV KHAMGAON MIDC SUBSTATION
MSU12284 | Secure | 055 | TCPIP_Secure | GSM | Feeder | 1406 | 205 | 11 KV INDUSTRIAL | 074026 | 33 KV KHAMGAON MIDC SUBSTATION
13550674 | DLMS-LnT | 053 | TCPIP_DLMS | GSM | Feeder | 1406 | 202 | 11 KV COTTON MARKET | 077003 | 132 kv Khamgaon s/s
13550677 | DLMS-LnT | 053 | TCPIP_DLMS | GSM | Feeder | 1406 | 205 | 11 KV TOWN- II | 077003 | 132 kv Khamgaon s/s
13550609 | DLMS-LnT | 053 | TCPIP_DLMS | GSM | Feeder | 1406 | 203 | 11 KV INDUSTRIAL | 077003 | 132 kv Khamgaon s/s
07427692 | LnT | 053 | TCPIP_LNT | GSM | Feeder | 1406 | 204 | 11 KV SHIRASGAON DESHMUKH GAOTHAN | 074048 | 33 kv Sajanpuri s/s
13550693 | DLMS-LnT | 053 | TCPIP_DLMS | GSM | Feeder | 1406 | 204 | 11 KV POLYTECHNIC | 077003 | 132 kv Khamgaon s/s
MSU12262 | Secure | 055 | TCPIP_Secure | GSM | Feeder | 1406 | 201 | 11 KV GHATPURI | 074048 | 33 kv Sajanpuri s/s
14675574 | DLMS-LnT | 053 | TCPIP_DLMS | GSM | Feeder | 1406 | 201 | 11 KV INDUSTRIAL | 074076 | 33 KV RUSHI SANKUL S/S
12627663 | DLMS-LnT | 053 | TCPIP_DLMS | GSM | Feeder | 1406 | 203 | GOPAL NAGAR | 074116 | 33KV/11KV GIS-KHAMGAON
13546698 | DLMS-LnT | 053 | TCPIP_DLMS | GSM | Feeder | 1406 | 202 | 11KV NANDURA ROAD | 074116 | 33KV/11KV GIS-KHAMGAON
14676279 | DLMS-LnT | 053 | TCPIP_DLMS | GSM | Feeder | 1406 | 205 | 11 KV SINDHI COLONY | 074116 | 33KV/11KV GIS-KHAMGAON
18205780 | DLMS-LnT | 053 | TCPIP_DLMS | GSM | Feeder | 2917 | 203 | 11 KV LAKHANWADA AG | 074003 | 33/11KV ATALI
17272787 | DLMS-LnT | 053 | TCPIP_DLMS | GSM | Feeder | 2917 | 204 | 11 KV TANDULWADI AG | 074032 | 33 KV PIMPALGAON RAJA
X2004671 | DLMS-Secure | 055 | TCPIP_DLMS | GSM | Feeder | 2917 | 208 | 11 KV RAMNAGAR GAOTHAN | 074003 | 33/11KV ATALI
08024299 | DLMS-Genus | 065 | TCPIP_DLMS | GSM | Feeder | 2917 | 201 | 11 KV KASARKHED AG | 074032 | 33 KV PIMPALGAON RAJA
X0399219 | DLMS-Secure | 055 | TCPIP_DLMS | GSM | Feeder | 2917 | 201 | 11 KV AMBIKAPUR | 074103 | 33/11 kV Palshi
X0399177 | DLMS-Secure | 055 | TCPIP_DLMS | GSM | Feeder | 2917 | 203 | 11 KV TARODA KASBA | 074022 | 33/11 KV KOLORI
XB403949 | DLMS-Secure | 055 | TCPIP_DLMS | GSM | Feeder | 2917 | 205 | 11 KV BHASTAN GFSS | 074024 | 33/11 KV MATARGAON
08025663 | DLMS-Genus | 065 | TCPIP_DLMS | GSM | Feeder | 2917 | 208 | JALKA BHADANG EXPRESS | 074032 | 33 KV PIMPALGAON RAJA
18205783 | DLMS-LnT | 053 | TCPIP_DLMS | GSM | Feeder | 2917 | 204 | 11 KV SHAHEEN FROZON EXPRESS | 074022 | 33/11 KV KOLORI
XE489663 | DLMS-Secure | 055 | TCPIP_DLMS | GSM | Feeder | 2917 | 201 | 11KV AASA AG FEEDER | 074115 | 33KV/11KV LAKHANWADA SUBSTATION
MPC01609 | DLMS-Secure | 055 | TCPIP_DLMS | GSM | Feeder | 2917 | 207 | 11 KV WASADI GFSS | 074032 | 33 KV PIMPALGAON RAJA
XB403936 | DLMS-Secure | 055 | TCPIP_DLMS | GSM | Feeder | 2917 | 206 | 11KV BHASTAN AG | 074024 | 33/11 KV MATARGAON
MSU12276 | Secure | 055 | TCPIP_Secure | GSM | Feeder | 2917 | 207 | 11 KV VIHIGAON AG | 074003 | 33/11KV ATALI
MSP33171 | Secure | 055 | TCPIP_Secure | GSM | Feeder | 2917 | 202 | 11 KV JAWALA | 074022 | 33/11 KV KOLORI
08025735 | DLMS-Genus | 065 | TCPIP_DLMS | GSM | Feeder | 2917 | 204 | 11 KV P DHANGAR WW EXPRESS | 074003 | 33/11KV ATALI
X0399381 | DLMS-Secure | 055 | TCPIP_DLMS | GSM | Feeder | 2917 | 201 | 11KV ANTRAJ AG | 074017 | 33/11KV HIWARKHED SS
ADC14097 | DLMS-Secure | 055 | TCPIP_DLMS | GSM | Feeder | 2917 | 203 | 11 KV DHORAPGAON GFSS | 074099 | 33/11 kV Dhorapgaon (Bhalegaon)
00568245 | DLMS-HPL | 076 | TCPIP_DLMS | GSM | Feeder | 2917 | 203 | 11 KV KADMAPUR | 074103 | 33/11 kV Palshi
X0399374 | DLMS-Secure | 055 | TCPIP_DLMS | GSM | Feeder | 2917 | 201 | 11 KV MATARGAON AG | 074024 | 33/11 KV MATARGAON
X0399387 | DLMS-Secure | 055 | TCPIP_DLMS | GSM | Feeder | 2917 | 203 | 11 KV JALAMB GFSS | 074024 | 33/11 KV MATARGAON
X0399379 | DLMS-Secure | 055 | TCPIP_DLMS | GSM | Feeder | 2917 | 202 | 11 KV JALAMB AG | 074024 | 33/11 KV MATARGAON
17272786 | DLMS-LnT | 053 | TCPIP_DLMS | GSM | Feeder | 2917 | 200 | 11 KV WASADI AG | 074032 | 33 KV PIMPALGAON RAJA
X0399380 | DLMS-Secure | 055 | TCPIP_DLMS | GSM | Feeder | 2917 | 204 | 11 KV MATARGAON GFSS | 074024 | 33/11 KV MATARGAON
MSU12222 | Secure | 055 | TCPIP_Secure | GSM | Feeder | 2917 | 206 | 11 KV BORIADGAON GFSS | 074003 | 33/11KV ATALI
MSU12268 | Secure | 055 | TCPIP_Secure | GSM | Feeder | 2917 | 205 | 11 KV ATALI GAOTHAN | 074003 | 33/11KV ATALI
MPC01575 | Secure | 055 | TCPIP_Secure | GSM | Feeder | 2917 | 202 | 11 KV PIMPALGAON RAJA AG | 074032 | 33 KV PIMPALGAON RAJA
ADC14098 | DLMS-Secure | 055 | TCPIP_DLMS | GSM | Feeder | 2917 | 201 | 11 KV KALEGAON AG | 074099 | 33/11 kV Dhorapgaon (Bhalegaon)
ADC14099 | DLMS-Secure | 055 | TCPIP_DLMS | GSM | Feeder | 2917 | 202 | 11 KV DHORAPGAON AG | 074099 | 33/11 kV Dhorapgaon (Bhalegaon)
18205779 | DLMS-LnT | 053 | TCPIP_DLMS | GSM | Feeder | 2917 | 201 | 11 KV SHIRLA AG | 074003 | 33/11KV ATALI
X0399413 | DLMS-Secure | 055 | TCPIP_DLMS | GSM | Feeder | 2917 | 202 | 11 KV PALSHI | 074103 | 33/11 kV Palshi
X0399159 | DLMS-Secure | 055 | TCPIP_DLMS | GSM | Feeder | 2917 | 205 | 11 KV ROHANA GFSS | 074069 | 33 KV ROHANA
X0399166 | DLMS-Secure | 055 | TCPIP_DLMS | GSM | Feeder | 2917 | 205 | 11 KV TEMBHURNA | 074022 | 33/11 KV KOLORI
X0399163 | DLMS-Secure | 055 | TCPIP_DLMS | GSM | Feeder | 2917 | 202 | 11 KV WARNA GFSS | 074069 | 33 KV ROHANA
X0399388 | DLMS-Secure | 055 | TCPIP_DLMS | GSM | Feeder | 2917 | 205 | 11 KV ANTRAJ GFSS | 074017 | 33/11KV HIWARKHED SS
X0399399 | DLMS-Secure | 055 | TCPIP_DLMS | GSM | Feeder | 2917 | 202 | 11 KV KINHI MAHADEV AG | 074017 | 33/11KV HIWARKHED SS
X0399156 | DLMS-Secure | 055 | TCPIP_DLMS | GSM | Feeder | 2917 | 204 | 11 KV NIMKAWALA AG | 074069 | 33 KV ROHANA
18205778 | DLMS-LnT | 053 | TCPIP_DLMS | GSM | Feeder | 2917 | 202 | 11 KV BORIADGAON AG | 074003 | 33/11KV ATALI
XE489683 | DLMS-Secure | 055 | TCPIP_DLMS | GSM | Feeder | 2917 | 202 | 11KV LAKHANWADA GAOTHAN FEEDER | 074115 | 33KV/11KV LAKHANWADA SUBSTATION
XE489804 | DLMS-Secure | 055 | TCPIP_DLMS | GSM | Feeder | 2917 | 203 | 11KV FATTEPUR AG FEEDER | 074115 | 33KV/11KV LAKHANWADA SUBSTATION
X1304712 | DLMS-Secure | 055 | TCPIP_DLMS | GSM | Feeder | 2917 | 205 | 11 KV PIMPALGAON RAJA GFSS | 074032 | 33 KV PIMPALGAON RAJA
X1318316 | DLMS-Secure | 055 | TCPIP_DLMS | GSM | Feeder | 2917 | 209 | 11 KV TANDULWADI GFSS | 074032 | 33 KV PIMPALGAON RAJA
X1457889 | DLMS-Secure | 055 | TCPIP_DLMS | GSM | Feeder | 2917 | 204 | 11KV LOKHANDA GFSS | 074017 | 33/11KV HIWARKHED SS
X1457872 | DLMS-Secure | 055 | TCPIP_DLMS | GSM | Feeder | 2917 | 203 | 11KV LOKHANDA AG | 074017 | 33/11KV HIWARKHED SS
X0399175 | DLMS-Secure | 055 | TCPIP_DLMS | GSM | Feeder | 2917 | 201 | 11 KV KOLORI | 074022 | 33/11 KV KOLORI
X0399165 | DLMS-Secure | 055 | TCPIP_DLMS | GSM | Feeder | 2917 | 203 | 11 KV DIWTHANA AG | 074069 | 33 KV ROHANA
X0399164 | DLMS-Secure | 055 | TCPIP_DLMS | GSM | Feeder | 2917 | 201 | 11 KV ROHANA AG | 074069 | 33 KV ROHANA
X0399373 | DLMS-Secure | 055 | TCPIP_DLMS | GSM | Feeder | 4551 | 204 | 11 KV GUNDHA AG | 074053 | 33/11KV HIRDAV
X0399394 | DLMS-Secure | 055 | TCPIP_DLMS | GSM | Feeder | 4551 | 201 | 11 KV KINGAON JATTU GFSS | 074067 | 33 KV KINGAON JATTU
X0399367 | DLMS-Secure | 055 | TCPIP_DLMS | GSM | Feeder | 4551 | 202 | 11 KV AJISPUR AG | 074088 | 33 KV DEULGAON KUNDPAL
14676280 | DLMS-LnT | 053 | TCPIP_DLMS | GSM | Feeder | 4551 | 202 | 11 KV RAJEGAON FEEDER | 074050 | 33/11 KV SULTANPUR SS
08025666 | DLMS-Genus | 065 | TCPIP_DLMS | GSM | Feeder | 4551 | 206 | 11 KV WENI GFSS | 074050 | 33/11 KV SULTANPUR SS
X0399395 | DLMS-Secure | 055 | TCPIP_DLMS | GSM | Feeder | 4551 | 203 | 11 KV KINGAON JATTU AG | 074067 | 33 KV KINGAON JATTU
18205789 | DLMS-LnT | 053 | TCPIP_DLMS | GSM | Feeder | 4551 | 204 | 11KV CHINCHOLIBORE GFSS | 074050 | 33/11 KV SULTANPUR SS
00568233 | DLMS-HPL | 076 | TCPIP_DLMS | GSM | Feeder | 4551 | 208 | 11 KV BORKHEDI DHARAN | 074050 | 33/11 KV SULTANPUR SS
18205826 | DLMS-LnT | 053 | TCPIP_DLMS | GSM | Feeder | 4551 | 203 | 11 KV HIRDAV AG FEEDER | 074023 | 33 KV LONAR
00311010 | DLMS-HPL | 076 | TCPIP_DLMS | GSM | Feeder | 4551 | 206 | 11 KV BIBI AG FEEDER | 074033 | 33 KV PIMPRI KHANDARE
00310930 | DLMS-HPL | 076 | TCPIP_DLMS | GSM | Feeder | 4551 | 201 | 11 KV CHINCHOLI AG FEEDER | 074050 | 33/11 KV SULTANPUR SS
00310741 | DLMS-HPL | 076 | TCPIP_DLMS | GSM | Feeder | 4551 | 206 | 11 KV DABHA AG | 074053 | 33/11KV HIRDAV
00310003 | DLMS-HPL | 076 | TCPIP_DLMS | GSM | Feeder | 4551 | 205 | 11 KV RAJEGAON GFSS | 074050 | 33/11 KV SULTANPUR SS
00311006 | DLMS-HPL | 076 | TCPIP_DLMS | GSM | Feeder | 4551 | 207 | 11 KV DAM AG | 074050 | 33/11 KV SULTANPUR SS
00467213 | DLMS-HPL | 076 | TCPIP_DLMS | GSM | Feeder | 4551 | 203 | 11 KV WADHAV AG FEEDER | 074053 | 33/11KV HIRDAV
18205827 | DLMS-LnT | 053 | TCPIP_DLMS | GSM | Feeder | 4551 | 202 | 11KV SHARA AG FEEDER | 074023 | 33 KV LONAR
X0399404 | DLMS-Secure | 055 | TCPIP_DLMS | GSM | Feeder | 4551 | 203 | 11 KV ANJANI AG FEEDER | 074033 | 33 KV PIMPRI KHANDARE
X0399407 | DLMS-Secure | 055 | TCPIP_DLMS | GSM | Feeder | 4551 | 201 | 11 KV PANGRA TITVI AG | 074049 | 33 KV TITVI SUB STN
X0399382 | DLMS-Secure | 055 | TCPIP_DLMS | GSM | Feeder | 4551 | 206 | 11 KV GOTHRA GFSS | 074049 | 33 KV TITVI SUB STN
08025734 | DLMS-Genus | 065 | TCPIP_DLMS | GSM | Feeder | 4551 | 205 | 11 KV MALKAPUR PANGRA GFSS FEEDER | 074033 | 33 KV PIMPRI KHANDARE
X0399386 | DLMS-Secure | 055 | TCPIP_DLMS | GSM | Feeder | 4551 | 202 | 11 KV DHAD GFSS FEEDER | 074049 | 33 KV TITVI SUB STN
X0399400 | DLMS-Secure | 055 | TCPIP_DLMS | GSM | Feeder | 4551 | 205 | 11 KV GAYKHED GFSS | 074053 | 33/11KV HIRDAV
X0399401 | DLMS-Secure | 055 | TCPIP_DLMS | GSM | Feeder | 4551 | 202 | 11 KV MALKAPUR PANGRA AG FEEDER | 074033 | 33 KV PIMPRI KHANDARE
18205792 | DLMS-LnT | 053 | TCPIP_DLMS | GSM | Feeder | 4551 | 205 | 11 KV PANGRA AG FEEDER | 074023 | 33 KV LONAR
18205793 | DLMS-LnT | 053 | TCPIP_DLMS | GSM | Feeder | 4551 | 201 | 11KV LONAR WATER SUPPLY FEEDER | 074023 | 33 KV LONAR
18205790 | DLMS-LnT | 053 | TCPIP_DLMS | GSM | Feeder | 4551 | 206 | 11 KV LONAR BUS STAND FEEDER | 074023 | 33 KV LONAR
18205824 | DLMS-LnT | 053 | TCPIP_DLMS | GSM | Feeder | 4551 | 204 | 11KV SHARA GFSS FEEDER | 074023 | 33 KV LONAR
12627412 | DLMS-LnT | 053 | TCPIP_DLMS | GSM | Feeder | 4551 | 201 | 11 KV DEULGAON AG | 074088 | 33 KV DEULGAON KUNDPAL
12627319 | DLMS-LnT | 053 | TCPIP_DLMS | GSM | Feeder | 4551 | 203 | 11 KV WENI FEEDER | 074050 | 33/11 KV SULTANPUR SS
X0399396 | DLMS-Secure | 055 | TCPIP_DLMS | GSM | Feeder | 4551 | 202 | 11 KV BHUMRALA FEEDER (MIX) | 074067 | 33 KV KINGAON JATTU
X0399398 | DLMS-Secure | 055 | TCPIP_DLMS | GSM | Feeder | 4551 | 205 | 11 KV GOTHRA AG | 074049 | 33 KV TITVI SUB STN
X0399403 | DLMS-Secure | 055 | TCPIP_DLMS | GSM | Feeder | 4551 | 201 | 11 KV BIBI GFSS FEEDER | 074033 | 33 KV PIMPRI KHANDARE
X0399378 | DLMS-Secure | 055 | TCPIP_DLMS | GSM | Feeder | 4551 | 204 | 11 KV DHAD AG | 074049 | 33 KV TITVI SUB STN
X0399402 | DLMS-Secure | 055 | TCPIP_DLMS | GSM | Feeder | 4551 | 202 | 11 KV GUNDHA GFSS FEEDER | 074053 | 33/11KV HIRDAV
X0399397 | DLMS-Secure | 055 | TCPIP_DLMS | GSM | Feeder | 4551 | 201 | 11 KV GAIKHED AG FEEDER | 074053 | 33/11KV HIRDAV
X0399385 | DLMS-Secure | 055 | TCPIP_DLMS | GSM | Feeder | 4551 | 203 | 11 KV PANGRA GFSS FEEDER | 074049 | 33 KV TITVI SUB STN
X0399364 | DLMS-Secure | 055 | TCPIP_DLMS | GSM | Feeder | 4551 | 203 | 11 KV DEULGAON GFSS | 074088 | 33 KV DEULGAON KUNDPAL
08025685 | DLMS-Genus | 065 | TCPIP_DLMS | GSM | Feeder | 4551 | 204 | 11 KV ANJANI GFSS FEEDER | 074033 | 33 KV PIMPRI KHANDARE
00381753 | DLMS-HPL | 076 | TCPIP_DLMS | GSM | Feeder | 2941 | 201 | LAVHALA GAONTHAN | 074097 | 33/11 KV PIMPALGAON UNDA
00381946 | DLMS-HPL | 076 | TCPIP_DLMS | GSM | Feeder | 2941 | 202 | 11 KV LAVHALA AG | 074097 | 33/11 KV PIMPALGAON UNDA
MSU10681 | Secure | 055 | TCPIP_Secure | GSM | Feeder | 2941 | 201 | 11 KV KALAMBESHWAR GAONTHAN | 074094 | 33 KV KALAMBESHWAR
X0399344 | DLMS-Secure | 055 | TCPIP_DLMS | GSM | Feeder | 2941 | 201 | 11 KV DONGAON | 074011 | 33/11 KV DONGAON
X0399356 | DLMS-Secure | 055 | TCPIP_DLMS | GSM | Feeder | 2941 | 204 | 11 KV BHIVAPUR GAOTHAN | 074045 | 33/11 KV LONIGAWALI
X0494504 | DLMS-Secure | 055 | TCPIP_DLMS | GSM | Feeder | 2941 | 202 | 11 KV DEULGAO SAKHARSHA AG | 074111 | 33/11 KV DEULGAON SAKARSHA SUBSTATION
X0494599 | DLMS-Secure | 055 | TCPIP_DLMS | GSM | Feeder | 2941 | 201 | 11 KV DEULGAON SAKHARSHA GAOTHAN | 074111 | 33/11 KV DEULGAON SAKARSHA SUBSTATION
X0494594 | DLMS-Secure | 055 | TCPIP_DLMS | GSM | Feeder | 2941 | 203 | 11 KV NAIGAON DESHMUKH AG | 074111 | 33/11 KV DEULGAON SAKARSHA SUBSTATION
00310533 | DLMS-HPL | 076 | TCPIP_DLMS | GSM | Feeder | 2941 | 203 | 11 KV KASARKHED AG | 074094 | 33 KV KALAMBESHWAR
X0005263 | DLMS-Secure | 055 | TCPIP_DLMS | GSM | Feeder | 2941 | 201 | 11 KV BHALEGAON GAONTHAN | 074098 | 33/11 KV BHALEGAON (PACHALA)
X0399383 | DLMS-Secure | 055 | TCPIP_DLMS | GSM | Feeder | 2941 | 203 | 11 KV PIMPALGAON UNDA | 074097 | 33/11 KV PIMPALGAON UNDA
X0399358 | DLMS-Secure | 055 | NON_AMR_MODEM | GSM | Feeder | 2941 | 206 | 11 KV HIWARA KD GAOTHAN | 074020 | 33/11 KV JANEFAL
MSP35627 | Secure | 055 | TCPIP_Secure | GSM | Feeder | 2941 | 206 | 11KV KALYANA AG | 074062 | 33/11 KV DEULGAON MALI
X0398830 | DLMS-Secure | 055 | TCPIP_DLMS | GSM | Feeder | 2941 | 204 | 11KV SHIVAJI NAGAR TOWN 2 | 074109 | 33/11KV KHANDALA (MEHKAR)
X2034685 | DLMS-Secure | 055 | TCPIP_DLMS | GSM | Feeder | 2941 | 401 | PALSIDDHA SPINNER | 074062 | 33/11 KV DEULGAON MALI
X1251780 | DLMS-Secure | 055 | TCPIP_DLMS | GSM | Feeder | 2941 | 207 | 11KV UKALI GAOTHAN | 074070 | 33 KV UKALI
X1251782 | DLMS-Secure | 055 | TCPIP_DLMS | GSM | Feeder | 2941 | 205 | 11KV ANTRI AG | 074070 | 33 KV UKALI
X1251875 | DLMS-Secure | 055 | TCPIP_DLMS | GSM | Feeder | 2941 | 206 | 11KV UKALI AG | 074070 | 33 KV UKALI
X0399341 | DLMS-Secure | 055 | TCPIP_DLMS | GSM | Feeder | 2941 | 202 | 11 KV BORI AG | 074070 | 33 KV UKALI
X0399340 | DLMS-Secure | 055 | TCPIP_DLMS | GSM | Feeder | 2941 | 201 | 11 KV UKALI AG | 074070 | 33 KV UKALI
X0399342 | DLMS-Secure | 055 | TCPIP_DLMS | GSM | Feeder | 2941 | 204 | 11 KV EXPRESS FEEDER | 074070 | 33 KV UKALI
X0399339 | DLMS-Secure | 055 | TCPIP_DLMS | GSM | Feeder | 2941 | 203 | 11 KV UKALI GAOTHAN | 074070 | 33 KV UKALI
X0399363 | DLMS-Secure | 055 | TCPIP_DLMS | GSM | Feeder | 2941 | 207 | 11 KV MINOR IRRI. EXP. FEEDER | 074020 | 33/11 KV JANEFAL
X0399384 | DLMS-Secure | 055 | TCPIP_DLMS | GSM | Feeder | 2941 | 202 | 11 KV LAWALA AG | 074016 | 33KV HIVARA ASHRAM
X0399338 | DLMS-Secure | 055 | TCPIP_DLMS | GSM | Feeder | 2941 | 203 | 11 KV MADANI AG | 074011 | 33/11 KV DONGAON
X0399362 | DLMS-Secure | 055 | TCPIP_DLMS | GSM | Feeder | 2941 | 205 | 11 KV NAIGAON DATTAPUR GAOTHAN | 074020 | 33/11 KV JANEFAL
X0399360 | DLMS-Secure | 055 | TCPIP_DLMS | GSM | Feeder | 2941 | 204 | 11 KV DEULGAON SAKARSHA GAOTHAN | 074020 | 33/11 KV JANEFAL
X0399347 | DLMS-Secure | 055 | TCPIP_DLMS | GSM | Feeder | 2941 | 205 | 11 KV PANGARKHED GAOTHAN | 074011 | 33/11 KV DONGAON
X0399361 | DLMS-Secure | 055 | TCPIP_DLMS | GSM | Feeder | 2941 | 202 | 11 KV DEULGAON SAKARSHA AG | 074020 | 33/11 KV JANEFAL
X0399345 | DLMS-Secure | 055 | TCPIP_DLMS | GSM | Feeder | 2941 | 204 | 11 KV DONGAON GAOTHAN | 074011 | 33/11 KV DONGAON
X0399353 | DLMS-Secure | 055 | TCPIP_DLMS | GSM | Feeder | 2941 | 205 | 11 KV ANDHRUD GAOTHAN | 074045 | 33/11 KV LONIGAWALI
X0399346 | DLMS-Secure | 055 | TCPIP_DLMS | GSM | Feeder | 2941 | 202 | 11 KV PANGARKHED AG | 074011 | 33/11 KV DONGAON
X0399365 | DLMS-Secure | 055 | TCPIP_DLMS | GSM | Feeder | 2941 | 201 | 11 KV HIWARA KD. AG | 074020 | 33/11 KV JANEFAL
X0399343 | DLMS-Secure | 055 | TCPIP_DLMS | GSM | Feeder | 2941 | 206 | 11 KV GHATBORI GAOTHAN | 074045 | 33/11 KV LONIGAWALI
X0399355 | DLMS-Secure | 055 | TCPIP_DLMS | GSM | Feeder | 2941 | 201 | 11 KV ANDHURD AG | 074045 | 33/11 KV LONIGAWALI
X0399354 | DLMS-Secure | 055 | TCPIP_DLMS | GSM | Feeder | 2941 | 202 | 11 KV GHATBORI AG | 074045 | 33/11 KV LONIGAWALI
X0399359 | DLMS-Secure | 055 | TCPIP_DLMS | GSM | Feeder | 2941 | 203 | 11 KV BHIWAPUR AG | 074045 | 33/11 KV LONIGAWALI
08025699 | DLMS-Genus | 065 | TCPIP_DLMS | GSM | Feeder | 2941 | 204 | 11 KV MEHKAR TOWN 1 | 077004 | 132/33/11 KV MEHKAR
08025700 | DLMS-Genus | 065 | TCPIP_DLMS | GSM | Feeder | 2941 | 202 | 11 KV MEHKAR TOWN 2 | 077004 | 132/33/11 KV MEHKAR
18205776 | DLMS-LnT | 053 | TCPIP_DLMS | GSM | Feeder | 2941 | 201 | 11 KV NAGZARI AG | 074062 | 33/11 KV DEULGAON MALI
18205845 | DLMS-LnT | 053 | TCPIP_DLMS | GSM | Feeder | 2941 | 204 | 11 KV WARUDI AG | 074062 | 33/11 KV DEULGAON MALI
18205788 | DLMS-LnT | 053 | TCPIP_DLMS | GSM | Feeder | 2941 | 202 | 11 KV NAGZARI GAOTHAN | 074062 | 33/11 KV DEULGAON MALI
XB449606 | DLMS-Secure | 055 | TCPIP_DLMS | GSM | Feeder | 2941 | 207 | SJS INFRA TECH EXPRESS FEEDER | 074045 | 33/11 KV LONIGAWALI
X0399376 | DLMS-Secure | 055 | TCPIP_DLMS | GSM | Feeder | 2941 | 204 | 11 KV LAVALA GAOTHAN | 074016 | 33KV HIVARA ASHRAM
X0399406 | DLMS-Secure | 055 | TCPIP_DLMS | GSM | Feeder | 2941 | 203 | 11 KV PENTAKALI EXPRESS | 074016 | 33KV HIVARA ASHRAM
X0399357 | DLMS-Secure | 055 | TCPIP_DLMS | GSM | Feeder | 2941 | 203 | 11 KV NAIGAON DATTAPUR AG | 074020 | 33/11 KV JANEFAL
XB449604 | DLMS-Secure | 055 | TCPIP_DLMS | GSM | Feeder | 2941 | 201 | 11KV KHANDALA AG | 074109 | 33/11KV KHANDALA (MEHKAR)
08023485 | DLMS-Genus | 065 | TCPIP_DLMS | GSM | Feeder | 2941 | 205 | 11KV MIDC TOWN 3 | 074109 | 33/11KV KHANDALA (MEHKAR)
08024280 | DLMS-Genus | 065 | TCPIP_DLMS | GSM | Feeder | 2941 | 202 | 11KV KHANDALA GAOTHAN | 074109 | 33/11KV KHANDALA (MEHKAR)
08024275 | DLMS-Genus | 065 | TCPIP_DLMS | GSM | Feeder | 2941 | 203 | 11KV MAHILA COLLAGE TOWN 1 | 074109 | 33/11KV KHANDALA (MEHKAR)
X0399390 | DLMS-Secure | 055 | TCPIP_DLMS | GSM | Feeder | 2941 | 201 | 11KV Deulgaon Mali AG | 074016 | 33KV HIVARA ASHRAM
MSU10641 | Secure | 055 | TCPIP_Secure | GSM | Feeder | 2941 | 202 | 11 KV KALAMBESHWAR AG | 074094 | 33 KV KALAMBESHWAR
ADC14100 | DLMS-Secure | 055 | TCPIP_DLMS | GSM | Feeder | 2941 | 202 | 11 KV BHALEGAON AG | 074098 | 33/11 KV BHALEGAON (PACHALA)
X0005264 | DLMS-Secure | 055 | TCPIP_DLMS | GSM | Feeder | 2941 | 203 | 11 KV PACHALA AG | 074098 | 33/11 KV BHALEGAON (PACHALA)
MSP35817 | Secure | 055 | TCPIP_Secure | GSM | Feeder | 2941 | 203 | 11 KV WARUDI GAOTHAN | 074062 | 33/11 KV DEULGAON MALI
08025707 | DLMS-Genus | 065 | TCPIP_DLMS | GSM | Feeder | 4809 | 202 | 11 KV TUNKI AG | 074040 | 33/11 KV TUNKI S/STN
18205809 | DLMS-LnT | 053 | TCPIP_DLMS | GSM | Feeder | 4809 | 203 | 11 KV NIWANA AG FEEDER | 074058 | 33/11 KV SANGRAMPUR S/STN
07327468 | LnT | 053 | TCPIP_LNT | GSM | Feeder | 4809 | 203 | 11 KV BAWANBIR AG | 074040 | 33/11 KV TUNKI S/STN
X0399152 | DLMS-Secure | 055 | TCPIP_DLMS | GSM | Feeder | 4809 | 205 | 11KV KAWTHAL GAOTHAN FEEDER | 074064 | 33/11 KV PATURDA S/STN
X0399154 | DLMS-Secure | 055 | TCPIP_DLMS | GSM | Feeder | 4809 | 203 | 11 KV KODRI AG | 074064 | 33/11 KV PATURDA S/STN
X0399155 | DLMS-Secure | 055 | TCPIP_DLMS | GSM | Feeder | 4809 | 204 | 11 KV KAVTHAL AG | 074064 | 33/11 KV PATURDA S/STN
X0399372 | DLMS-Secure | 055 | TCPIP_DLMS | GSM | Feeder | 4809 | 206 | 11 KV NIWANA GAOTHAN FEEDER | 074058 | 33/11 KV SANGRAMPUR S/STN
X0399144 | DLMS-Secure | 055 | TCPIP_DLMS | GSM | Feeder | 4809 | 202 | 11 KV SONALA AG | 074059 | 33/11 KV SONALA S/STN
X0399146 | DLMS-Secure | 055 | TCPIP_DLMS | GSM | Feeder | 4809 | 201 | 11 KV SONALA GAOTHAN | 074059 | 33/11 KV SONALA S/STN
X0399145 | DLMS-Secure | 055 | TCPIP_DLMS | GSM | Feeder | 4809 | 204 | 11 KV PALSODA AG | 074059 | 33/11 KV SONALA S/STN
X0399149 | DLMS-Secure | 055 | TCPIP_DLMS | GSM | Feeder | 4809 | 206 | 11 KV WARKHED AG | 074059 | 33/11 KV SONALA S/STN
X0399158 | DLMS-Secure | 055 | TCPIP_DLMS | GSM | Feeder | 4809 | 203 | 11kv kAKANWADA AG | 074041 | 33/11 KV WARWAT BAKAL S/STN
18205803 | DLMS-LnT | 053 | TCPIP_DLMS | GSM | Feeder | 4809 | 204 | 11KV SANGRAMPUR GAOTHAN FEEDER | 074058 | 33/11 KV SANGRAMPUR S/STN
18205794 | DLMS-LnT | 053 | TCPIP_DLMS | GSM | Feeder | 4809 | 202 | 11 KV BODKHA AG FEEDER | 074058 | 33/11 KV SANGRAMPUR S/STN
08023487 | DLMS-Genus | 065 | TCPIP_DLMS | GSM | Feeder | 4809 | 207 | 11 KV BODKHA GAOTHAN FEEDER | 074058 | 33/11 KV SANGRAMPUR S/STN
X0399197 | DLMS-Secure | 055 | TCPIP_DLMS | GSM | Feeder | 4809 | 205 | 11 KV PALSHI GAOTHAN FEEDER | 074058 | 33/11 KV SANGRAMPUR S/STN
X0399148 | DLMS-Secure | 055 | TCPIP_DLMS | GSM | Feeder | 4809 | 203 | 11 KV SAGODA AG | 074059 | 33/11 KV SONALA S/STN
07327469 | LnT | 053 | TCPIP_LNT | GSM | Feeder | 4809 | 206 | 11 KV BAWANBIR GFSS | 074040 | 33/11 KV TUNKI S/STN
X0399375 | DLMS-Secure | 055 | TCPIP_DLMS | GSM | Feeder | 4809 | 204 | 11 KV WASADI AG | 074040 | 33/11 KV TUNKI S/STN
X0399391 | DLMS-Secure | 055 | TCPIP_DLMS | GSM | Feeder | 4809 | 205 | 11 KV TUNKI GFSS | 074040 | 33/11 KV TUNKI S/STN
X0399151 | DLMS-Secure | 055 | TCPIP_DLMS | GSM | Feeder | 4809 | 202 | 11KV PATURDA GFSS | 074064 | 33/11 KV PATURDA S/STN
X0399157 | DLMS-Secure | 055 | TCPIP_DLMS | GSM | Feeder | 4809 | 202 | 11kv wankhed ag | 074041 | 33/11 KV WARWAT BAKAL S/STN
18205795 | DLMS-LnT | 053 | TCPIP_DLMS | GSM | Feeder | 4809 | 201 | 11 KV PALSHI AG FEEDER | 074058 | 33/11 KV SANGRAMPUR S/STN
X0399153 | DLMS-Secure | 055 | TCPIP_DLMS | GSM | Feeder | 4809 | 201 | 11 KV DEULGAON AG | 074064 | 33/11 KV PATURDA S/STN
X0399161 | DLMS-Secure | 055 | TCPIP_DLMS | GSM | Feeder | 4809 | 205 | 11 KV WARWAT BAKAL GFSS | 074041 | 33/11 KV WARWAT BAKAL S/STN
X0399162 | DLMS-Secure | 055 | TCPIP_DLMS | GSM | Feeder | 4809 | 201 | 11 KV WARWAT BAKAL AG | 074041 | 33/11 KV WARWAT BAKAL S/STN
X0399160 | DLMS-Secure | 055 | TCPIP_DLMS | GSM | Feeder | 4809 | 206 | 11 KV WANKHED GFSS | 074041 | 33/11 KV WARWAT BAKAL S/STN
X1251781 | DLMS-Secure | 055 | TCPIP_DLMS | GSM | Feeder | 5282 | 207 | 11KV DONGARGAON AG FEEDER | 074052 | 33/11 KV SHEGAON ANAND-SAGAR S/Stn
X1955837 | DLMS-Secure | 055 | TCPIP_DLMS | GSM | Feeder | 5282 | 203 | MANASGAON AG | 074119 | MANASGAON
X1251855 | DLMS-Secure | 055 | TCPIP_DLMS | GSM | Feeder | 5282 | 206 | 11KV ROKDIYA NAGAR | 074052 | 33/11 KV SHEGAON ANAND-SAGAR S/Stn
08025731 | DLMS-Genus | 065 | TCPIP_DLMS | GSM | Feeder | 5282 | 202 | 11KV TOWN II | 074037 | 33/11 KV SHEGAON R & M S/Stn
X1750532 | DLMS-Secure | 055 | TCPIP_DLMS | GSM | Feeder | 5282 | 207 | Town-III | 074037 | 33/11 KV SHEGAON R & M S/Stn
X0399184 | DLMS-Secure | 055 | TCPIP_DLMS | GSM | Feeder | 5282 | 205 | 11KV NAGZRI GAOTHAN | 074052 | 33/11 KV SHEGAON ANAND-SAGAR S/Stn
03015663 | Genus | 065 | TCPIP_Genus | GSM | Feeder | 5282 | 206 | 11 KV ENGG COLLEGE | 074037 | 33/11 KV SHEGAON R & M S/Stn
X0399185 | DLMS-Secure | 055 | TCPIP_DLMS | GSM | Feeder | 5282 | 202 | 11KV NAGZARI AG FEEDER | 074052 | 33/11 KV SHEGAON ANAND-SAGAR S/Stn
X0399186 | DLMS-Secure | 055 | TCPIP_DLMS | GSM | Feeder | 5282 | 202 | LOHARA GFSS | 074077 | 33/11 KV SHEGAON RAPDRP S/STN.
X0399183 | DLMS-Secure | 055 | TCPIP_DLMS | GSM | Feeder | 5282 | 204 | 11KV CHINCHOLI AG | 074052 | 33/11 KV SHEGAON ANAND-SAGAR S/Stn
X0399179 | DLMS-Secure | 055 | TCPIP_DLMS | GSM | Feeder | 5282 | 205 | ALASNA GFSS | 074037 | 33/11 KV SHEGAON R & M S/Stn
X0399178 | DLMS-Secure | 055 | TCPIP_DLMS | GSM | Feeder | 5282 | 203 | 11 KV ALASNA AG | 074037 | 33/11 KV SHEGAON R & M S/Stn
00311008 | DLMS-HPL | 076 | TCPIP_DLMS | GSM | Feeder | 5282 | 201 | 11KV TOWN I | 074037 | 33/11 KV SHEGAON R & M S/Stn
MSB61781 | Secure | 055 | TCPIP_Secure | GSM | Feeder | 5282 | 203 | 11 KV GM MANDIR | 074052 | 33/11 KV SHEGAON ANAND-SAGAR S/Stn
X1251880 | DLMS-Secure | 055 | TCPIP_DLMS | GSM | Feeder | 5282 | 205 | 11KV DUMMY FEEDER | 074077 | 33/11 KV SHEGAON RAPDRP S/STN.
X1251818 | DLMS-Secure | 055 | TCPIP_DLMS | GSM | Feeder | 5282 | 204 | 11KV ADSUL GAOTHAN FEEDER | 074077 | 33/11 KV SHEGAON RAPDRP S/STN.
12559915 | DLMS-LnT | 053 | TCPIP_DLMS | GSM | Feeder | 5282 | 201 | 11KV TOWN RLY GATE | 074077 | 33/11 KV SHEGAON RAPDRP S/STN.
X1955836 | DLMS-Secure | 055 | TCPIP_DLMS | GSM | Feeder | 5282 | 202 | PALODI AG | 074119 | MANASGAON
X0399187 | DLMS-Secure | 055 | TCPIP_DLMS | GSM | Feeder | 5282 | 203 | 11KV Janori Ag fdr | 074077 | 33/11 KV SHEGAON RAPDRP S/STN.
X1251869 | DLMS-Secure | 055 | TCPIP_DLMS | GSM | Feeder | 5282 | 206 | 11KV MANASGAON GAOTHAN | 074077 | 33/11 KV SHEGAON RAPDRP S/STN.
X1955835 | DLMS-Secure | 055 | TCPIP_DLMS | GSM | Feeder | 5282 | 201 | BHONGAON GAOTHAN | 074119 | MANASGAON
X0051142 | DLMS-Secure | 055 | TCPIP_DLMS | GSM | Feeder | 2933 | 202 | 11 KV KAHUPATTA AG | 074105 | 33/11 KV UMAPUR S/S
18205771 | DLMS-LnT | 053 | TCPIP_DLMS | GSM | Feeder | 2933 | 201 | 11 KV PIMPALGAON KALE AG FEEDER | 074031 | 33 KV PIMPALGAON KALE S/S
X0399140 | DLMS-Secure | 055 | TCPIP_DLMS | GSM | Feeder | 2933 | 206 | 11 KV JALGAON TOWN-1 GAOTHAN FEEDER | 074018 | 33 KV JALGAON JAMOD S/S
X0399200 | DLMS-Secure | 055 | TCPIP_DLMS | GSM | Feeder | 2933 | 203 | 11 KV BHENDWAD AG FEEDER | 074051 | 33 KV MADAKHED S/S
17272793 | DLMS-LnT | 053 | TCPIP_DLMS | GSM | Feeder | 2933 | 205 | 11 KV RUDHANA GAOTHAN | 074051 | 33 KV MADAKHED S/S
XB431140 | DLMS-Secure | 055 | TCPIP_DLMS | GSM | Feeder | 2933 | 204 | 11 KV UMAPUR GFSS | 074105 | 33/11 KV UMAPUR S/S
X0399143 | DLMS-Secure | 055 | TCPIP_DLMS | GSM | Feeder | 2933 | 203 | 11 KV JALGAON SUNGAON AG | 074018 | 33 KV JALGAON JAMOD S/S
07427647 | LnT | 053 | TCPIP_LNT | GSM | Feeder | 2933 | 201 | 11 KV JALGAON AG FEEDER | 074018 | 33 KV JALGAON JAMOD S/S
X0363047 | DLMS-Secure | 055 | TCPIP_DLMS | GSM | Feeder | 2933 | 202 | 11 KV SHIVANI AG | 074107 | 33 KV KARMODA S/S
XC455066 | DLMS-Secure | 055 | TCPIP_DLMS | GSM | Feeder | 2933 | 203 | 11 KV LOHAGAON GAOTHAN | 074107 | 33 KV KARMODA S/S
XC455094 | DLMS-Secure | 055 | TCPIP_DLMS | GSM | Feeder | 2933 | 201 | 11 KV MALTHANA AG | 074107 | 33 KV KARMODA S/S
X0399138 | DLMS-Secure | 055 | TCPIP_DLMS | GSM | Feeder | 2933 | 202 | 11 KV SOOTGIRNI EXPRESS FEEDER | 074018 | 33 KV JALGAON JAMOD S/S
X0399142 | DLMS-Secure | 055 | TCPIP_DLMS | GSM | Feeder | 2933 | 205 | 11 KV JALGAON TOWN-2 GAOTHAN FEEDER | 074018 | 33 KV JALGAON JAMOD S/S
X0399141 | DLMS-Secure | 055 | TCPIP_DLMS | GSM | Feeder | 2933 | 207 | 11 KV UMAPUR AG FEEDER | 074018 | 33 KV JALGAON JAMOD S/S
18205785 | DLMS-LnT | 053 | TCPIP_DLMS | GSM | Feeder | 2933 | 205 | 11 KV PIMPALGAON KALE GAOTHAN FEEDER | 074031 | 33 KV PIMPALGAON KALE S/S
18205786 | DLMS-LnT | 053 | TCPIP_DLMS | GSM | Feeder | 2933 | 206 | 11 KV JIGAON (PROJECT) FEEDER | 074031 | 33 KV PIMPALGAON KALE S/S
18205770 | DLMS-LnT | 053 | TCPIP_DLMS | GSM | Feeder | 2933 | 204 | 11 KV ADOL GAOTHAN FEEDER | 074031 | 33 KV PIMPALGAON KALE S/S
18205812 | DLMS-LnT | 053 | TCPIP_DLMS | GSM | Feeder | 2933 | 201 | 11 KV DHANORA GAOTHAN | 074072 | 33 KV ASALGAON S/S
18205799 | DLMS-LnT | 053 | TCPIP_DLMS | GSM | Feeder | 2933 | 202 | 11 KV DHANORA AG | 074072 | 33 KV ASALGAON S/S
18205810 | DLMS-LnT | 053 | TCPIP_DLMS | GSM | Feeder | 2933 | 204 | 11 KV MAHULI AG | 074072 | 33 KV ASALGAON S/S
X1251823 | DLMS-Secure | 055 | TCPIP_DLMS | GSM | Feeder | 2933 | 207 | 11 KV GARPETH AG | 074105 | 33/11 KV UMAPUR S/S
X1251892 | DLMS-Secure | 055 | TCPIP_DLMS | GSM | Feeder | 2933 | 206 | CHARBAN GFSS | 074105 | 33/11 KV UMAPUR S/S
08025741 | DLMS-Genus | 065 | TCPIP_DLMS | GSM | Feeder | 2933 | 202 | 11 KV SUNGAON AG FEEDER | 074019 | 33 KV JAMOD S/S
08025688 | DLMS-Genus | 065 | TCPIP_DLMS | GSM | Feeder | 2933 | 205 | 11 KV CHALTHANA-USARA GAOTHAN FDR | 074019 | 33 KV JAMOD S/S
18205800 | DLMS-LnT | 053 | TCPIP_DLMS | GSM | Feeder | 2933 | 207 | 11 KV SPARE DHAORA AG-II | 074072 | 33 KV ASALGAON S/S
18205784 | DLMS-LnT | 053 | TCPIP_DLMS | GSM | Feeder | 2933 | 203 | 11 KV PALASHI SUPO AG FEEDER | 074031 | 33 KV PIMPALGAON KALE S/S
X0399199 | DLMS-Secure | 055 | TCPIP_DLMS | GSM | Feeder | 2933 | 201 | 11 KV RUDHANA AG FEEDER | 074051 | 33 KV MADAKHED S/S
XB431137 | DLMS-Secure | 055 | TCPIP_DLMS | GSM | Feeder | 2933 | 207 | 11 KV TIWADI AG FEEDER | 074031 | 33 KV PIMPALGAON KALE S/S
18205787 | DLMS-LnT | 053 | TCPIP_DLMS | GSM | Feeder | 2933 | 202 | 11 KV ADOL AG FEEDER | 074031 | 33 KV PIMPALGAON KALE S/S
18205811 | DLMS-LnT | 053 | TCPIP_DLMS | GSM | Feeder | 2933 | 203 | 11 KV MAHULI GAOTHAN | 074072 | 33 KV ASALGAON S/S
X0399209 | DLMS-Secure | 055 | TCPIP_DLMS | GSM | Feeder | 2933 | 203 | 11 KV KARMODA AG FEEDER | 074019 | 33 KV JAMOD S/S
X0399212 | DLMS-Secure | 055 | TCPIP_DLMS | GSM | Feeder | 2933 | 201 | 11 KV JAMOD AG FEEDER | 074019 | 33 KV JAMOD S/S
X0399195 | DLMS-Secure | 055 | TCPIP_DLMS | GSM | Feeder | 2933 | 204 | 11 KV JAMOD GAOTHAN FEEDER | 074019 | 33 KV JAMOD S/S
12626484 | DLMS-LnT | 053 | TCPIP_DLMS | GSM | Feeder | 2933 | 203 | 11 KV SUTGIRNI IPDS INDUSTRIAL FDR | 074110 | 33/11 KV IPDS JALGAON TOWN S/S
13546643 | DLMS-LnT | 053 | TCPIP_DLMS | GSM | Feeder | 2933 | 204 | 11 KV MADAKHED GAOTHAN EXTRA FDR | 074051 | 33 KV MADAKHED S/S
13546702 | DLMS-LnT | 053 | TCPIP_DLMS | GSM | Feeder | 2933 | 207 | 11 KV WADSHINGI GAOTHAN | 074051 | 33 KV MADAKHED S/S
X0399198 | DLMS-Secure | 055 | TCPIP_DLMS | GSM | Feeder | 2933 | 202 | 11 KV WADSINGHI AG FEEDER | 074051 | 33 KV MADAKHED S/S
XB428864 | DLMS-Secure | 055 | TCPIP_DLMS | GSM | Feeder | 2933 | 203 | 11 KV HANWATKHED AG | 074105 | 33/11 KV UMAPUR S/S
MSU10661 | Secure | 055 | TCPIP_Secure | GSM | Feeder | 2887 | 203 | 11 KV KHAMKHED FEEDER(SINGLE PHASING) | 074100 | 33KV JAMBHULDHABA SUBSTATION
07170855 | LnT | 053 | TCPIP_LNT | GSM | Feeder | 2887 | 202 | 11 KV PRASHANT NAGAR MLK SDN(2887) | 074046 | 33 KV MALKAPUR S/S
13550623 | DLMS-LnT | 053 | TCPIP_DLMS | GSM | Feeder | 2887 | 204 | 11 KV DAND EXPRESS MLK SDN(2887) | 077001 | 132 KV MALKAPUR S/S
13550624 | DLMS-LnT | 053 | TCPIP_DLMS | GSM | Feeder | 2887 | 207 | 11 KV INDISTRIAL MLK SDN(2887) | 077001 | 132 KV MALKAPUR S/S
13550625 | DLMS-LnT | 053 | TCPIP_DLMS | GSM | Feeder | 2887 | 206 | 11 KV MALKAPUR TOWN (MLK SDN 2887) | 077001 | 132 KV MALKAPUR S/S
12023347 | LnT | 053 | TCPIP_LnT_9600 | GSM | Feeder | 2887 | 202 | 11 KV MANGAL GATE MLK SDN(2887) | 074091 | 33 KV SALIPURA SUB STATION
12023344 | LnT | 053 | TCPIP_LnT_9600 | GSM | Feeder | 2887 | 201 | 11KV SHIVAJI NAGAR MLK SDN(2887) | 074091 | 33 KV SALIPURA SUB STATION
12023351 | LnT | 053 | TCPIP_LnT_9600 | GSM | Feeder | 2887 | 203 | 11 KV YASHODHAM MLK SDN(2887) | 074091 | 33 KV SALIPURA SUB STATION
X0399218 | DLMS-Secure | 055 | TCPIP_DLMS | GSM | Feeder | 2887 | 203 | 11 KV WATER FILTTER EXP MLK SDN(2887) | 074046 | 33 KV MALKAPUR S/S
13546699 | DLMS-LnT | 053 | TCPIP_DLMS | GSM | Feeder | 2887 | 210 | 11 KV WARKHED SINGLE PHASING | 074006 | 33 KV DATALA S/S
12627667 | DLMS-LnT | 053 | TCPIP_DLMS | GSM | Feeder | 2887 | 201 | 11 KV RAMTHAM AG | 074007 | 33 KV DASARKHED S/S
X0399171 | DLMS-Secure | 055 | TCPIP_DLMS | GSM | Feeder | 2887 | 203 | 11 KV GHIRNI GAOTHAN | 074054 | 33 KV BELAD S/S
18205838 | DLMS-LnT | 053 | TCPIP_DLMS | GSM | Feeder | 2887 | 203 | 11 KV NIMBARI (SINGAL PHASING) | 074006 | 33 KV DATALA S/S
08025659 | DLMS-Genus | 065 | TCPIP_DLMS | GSM | Feeder | 2887 | 202 | 11 KV NERVAL AG | 074007 | 33 KV DASARKHED S/S
MSU10754 | Secure | 055 | TCPIP_Secure | GSM | Feeder | 2887 | 201 | 11 KV GOULKHED FEEDER(SINGLE PHASING) | 074100 | 33KV JAMBHULDHABA SUBSTATION
18205830 | DLMS-LnT | 053 | TCPIP_DLMS | GSM | Feeder | 2887 | 204 | 11 KV AKSHAY ( EXPRESS ) | 074006 | 33 KV DATALA S/S
X0399172 | DLMS-Secure | 055 | TCPIP_DLMS | GSM | Feeder | 2887 | 202 | 11 KV GHIRNI AG | 074054 | 33 KV BELAD S/S
X0399168 | DLMS-Secure | 055 | TCPIP_DLMS | GSM | Feeder | 2887 | 204 | 11 KV WAGHUL AG | 074054 | 33 KV BELAD S/S
18205835 | DLMS-LnT | 053 | TCPIP_DLMS | GSM | Feeder | 2887 | 202 | 11 KV UMALI (SINGAL PHASING) | 074006 | 33 KV DATALA S/S
X1284423 | DLMS-Secure | 055 | TCPIP_DLMS | GSM | Feeder | 2887 | 208 | 11 KV VIVARA AG FEEDER | 074007 | 33 KV DASARKHED S/S
18205836 | DLMS-LnT | 053 | TCPIP_DLMS | GSM | Feeder | 2887 | 205 | 11 KV DATALA (SINGAL PHASE) | 074006 | 33 KV DATALA S/S
X0399169 | DLMS-Secure | 055 | TCPIP_DLMS | GSM | Feeder | 2887 | 201 | 11 KV ANKUR INDUSTRIAL | 074054 | 33 KV BELAD S/S
08025654 | DLMS-Genus | 065 | TCPIP_DLMS | GSM | Feeder | 2887 | 206 | 11 KV WAGHOLA AG | 074007 | 33 KV DASARKHED S/S
08025657 | DLMS-Genus | 065 | TCPIP_DLMS | GSM | Feeder | 2887 | 207 | 11 KV BENZOCHEM EXPRESS. | 074007 | 33 KV DASARKHED S/S
X0399990 | DLMS-Secure | 055 | TCPIP_DLMS | GSM | Feeder | 2887 | 201 | 11KV ZODGA AG | 077001 | 132 KV MALKAPUR S/S
XC455091 | DLMS-Secure | 055 | TCPIP_DLMS | GSM | Feeder | 2887 | 203 | 11KV WADODA AG | 074108 | 33/11 KV HARSODA SUBSTATION
XC455089 | DLMS-Secure | 055 | TCPIP_DLMS | GSM | Feeder | 2887 | 202 | 11KV HARSODA AG | 074108 | 33/11 KV HARSODA SUBSTATION
XC455060 | DLMS-Secure | 055 | TCPIP_DLMS | GSM | Feeder | 2887 | 201 | 11KV HARSODA GAOTHAN | 074108 | 33/11 KV HARSODA SUBSTATION
18205775 | DLMS-LnT | 053 | TCPIP_DLMS | GSM | Feeder | 2887 | 205 | 11 KV RANTHAM GAOTHAN | 074007 | 33 KV DASARKHED S/S
07410537 | LnT | 053 | TCPIP_LNT | GSM | Feeder | 2887 | 204 | 11 KV NARVEL GAOTHAN | 074007 | 33 KV DASARKHED S/S
MSU10756 | Secure | 055 | TCPIP_Secure | GSM | Feeder | 2887 | 202 | 11 KV LONWADI AG FEEDER | 074100 | 33KV JAMBHULDHABA SUBSTATION
17271299 | DLMS-LnT | 053 | TCPIP_DLMS | GSM | Feeder | 2887 | 408 | 33 KV KARTICK PAPER EXP | 074007 | 33 KV DASARKHED S/S
07427687 | LnT | 053 | TCPIP_LNT | GSM | Feeder | 2887 | 201 | 11 KV HARIKIRAN MLK SDN(2887) | 074046 | 33 KV MALKAPUR S/S
MSE70347 | Secure | 055 | TCPIP_Secure | GSM | Feeder | 2887 | 409 | 33 KV BIRLA COTSAN EXP | 074007 | 33 KV DASARKHED S/S
X1444520 | DLMS-Secure | 055 | TCPIP_DLMS | GSM | Feeder | 2887 | 204 | 11 KV DHUPESHWAR WATER SUPPLY EXPRESS | 074108 | 33/11 KV HARSODA SUBSTATION
08025693 | DLMS-Genus | 065 | TCPIP_DLMS | GSM | Feeder | 2887 | 402 | 33kv Rasoya | 077001 | 132 KV MALKAPUR S/S
XE489805 | DLMS-Secure | 055 | TCPIP_DLMS | GSM | Feeder | 2887 | 212 | 11 KV 220 DHARANGAO SS | 077001 | 132 KV MALKAPUR S/S
08025744 | DLMS-Genus | 065 | TCPIP_DLMS | GSM | Feeder | 2887 | 203 | 11 KV JAKWEL INDISTRIAL | 074007 | 33 KV DASARKHED S/S
08025705 | DLMS-Genus | 065 | TCPIP_DLMS | GSM | Feeder | 2887 | 207 | 11 KV DUMMY FFEDER DATALA | 074006 | 33 KV DATALA S/S
18205837 | DLMS-LnT | 053 | TCPIP_DLMS | GSM | Feeder | 2887 | 201 | 11 KV SHELAPUR (SINGLE PHASE) | 074006 | 33 KV DATALA S/S
XF470629 | DLMS-Secure | 055 | TCPIP_DLMS | GSM | Feeder | 2895 | 209 | VIDARBHA AGRO EXPRESS FEEDER | 074027 | 33 KV SUB STATION MOTALA
17272819 | DLMS-LnT | 053 | TCPIP_DLMS | GSM | Feeder | 2895 | 203 | 11 kv D,badhe ag feeder | 074021 | 33 KV SUB STATION KINHOLA
00310265 | DLMS-HPL | 076 | TCPIP_DLMS | GSM | Feeder | 2895 | 204 | 11 KV Nipana Ag Feeder | 074036 | 33 KV SUBSTATION SAWARGAON
08023490 | DLMS-Genus | 065 | TCPIP_DLMS | GSM | Feeder | 2895 | 201 | 11 KV Takali Ag | 074104 | 33/11 KV WAGHJAL MURTI SUB STATION
17272791 | DLMS-LnT | 053 | TCPIP_DLMS | GSM | Feeder | 2895 | 208 | 11 KV MOTALA TOWN FEEDER | 074027 | 33 KV SUB STATION MOTALA
17272788 | DLMS-LnT | 053 | TCPIP_DLMS | GSM | Feeder | 2895 | 202 | 11 KV TARAPUR AG FEEDER | 074027 | 33 KV SUB STATION MOTALA
17272809 | DLMS-LnT | 053 | TCPIP_DLMS | GSM | Feeder | 2895 | 201 | 11 KV Pophli AG Feeder | 074060 | 33 KV Pophli S/S
17272814 | DLMS-LnT | 053 | TCPIP_DLMS | GSM | Feeder | 2895 | 207 | 11 kv S.Bazar GFSS | 074036 | 33 KV SUBSTATION SAWARGAON
17272815 | DLMS-LnT | 053 | TCPIP_DLMS | GSM | Feeder | 2895 | 206 | 11 kv P.Devi GFSS | 074036 | 33 KV SUBSTATION SAWARGAON
17272817 | DLMS-LnT | 053 | TCPIP_DLMS | GSM | Feeder | 2895 | 201 | 11 KV MAKODI AG FEEDER | 074036 | 33 KV SUBSTATION SAWARGAON
17272816 | DLMS-LnT | 053 | TCPIP_DLMS | GSM | Feeder | 2895 | 208 | 11 kv makodi gfss | 074036 | 33 KV SUBSTATION SAWARGAON
17272798 | DLMS-LnT | 053 | TCPIP_DLMS | GSM | Feeder | 2895 | 205 | 11 KV Shirwa GFSS | 074061 | 33 KV KOTHALI SUBSTATION
17272789 | DLMS-LnT | 053 | TCPIP_DLMS | GSM | Feeder | 2895 | 204 | 11 KV TARAPUR GAOTHAN FEEDER | 074027 | 33 KV SUB STATION MOTALA
17272799 | DLMS-LnT | 053 | TCPIP_DLMS | GSM | Feeder | 2895 | 203 | 11 kv ramgaon ag feeder | 074061 | 33 KV KOTHALI SUBSTATION
08025664 | DLMS-Genus | 065 | TCPIP_DLMS | GSM | Feeder | 2895 | 201 | 11 KV NALGANAGA AG FEEDER | 074027 | 33 KV SUB STATION MOTALA
17272810 | DLMS-LnT | 053 | TCPIP_DLMS | GSM | Feeder | 2895 | 201 | 11 kv Kothali Ag Feeder | 074061 | 33 KV KOTHALI SUBSTATION
18205815 | DLMS-LnT | 053 | TCPIP_DLMS | GSM | Feeder | 2895 | 202 | 11 kv panhera ag feeder | 074021 | 33 KV SUB STATION KINHOLA
X1251806 | DLMS-Secure | 055 | TCPIP_DLMS | GSM | Feeder | 2895 | 207 | 11 KV KHANDAWA AG | 074021 | 33 KV SUB STATION KINHOLA
17272790 | DLMS-LnT | 053 | TCPIP_DLMS | GSM | Feeder | 2895 | 206 | 11 KV RAJUR GAOTHAN FEEDER | 074027 | 33 KV SUB STATION MOTALA
X1284483 | DLMS-Secure | 055 | TCPIP_DLMS | GSM | Feeder | 2895 | 207 | NALGANGA EXPRESS FEEDER | 074027 | 33 KV SUB STATION MOTALA
18205814 | DLMS-LnT | 053 | TCPIP_DLMS | GSM | Feeder | 2895 | 205 | 11 KV PANHERA GAOTHAN FEEDER | 074021 | 33 KV SUB STATION KINHOLA
X0398832 | DLMS-Secure | 055 | TCPIP_DLMS | GSM | Feeder | 2895 | 203 | 11 KV Rohinkhed Gaothan | 074104 | 33/11 KV WAGHJAL MURTI SUB STATION
XB449608 | DLMS-Secure | 055 | TCPIP_DLMS | GSM | Feeder | 2895 | 204 | 11 KV Takali Gaothan | 074104 | 33/11 KV WAGHJAL MURTI SUB STATION
00309897 | DLMS-HPL | 076 | TCPIP_DLMS | GSM | Feeder | 2895 | 202 | 11 KV Rohinkhed Ag | 074104 | 33/11 KV WAGHJAL MURTI SUB STATION
17272792 | DLMS-LnT | 053 | TCPIP_DLMS | GSM | Feeder | 2895 | 205 | 11 KV NALGANGAPUR GAOTHAN FEEDER | 074027 | 33 KV SUB STATION MOTALA
17272812 | DLMS-LnT | 053 | TCPIP_DLMS | GSM | Feeder | 2895 | 202 | 11 kv Kothali GFSS Feeder | 074061 | 33 KV KOTHALI SUBSTATION
17272822 | DLMS-LnT | 053 | TCPIP_DLMS | GSM | Feeder | 2895 | 204 | 11 Kv Ghoogali Ag Feeder | 074060 | 33 KV Pophli S/S
17272802 | DLMS-LnT | 053 | TCPIP_DLMS | GSM | Feeder | 2895 | 205 | 11 KV NIPANA GFSS | 074036 | 33 KV SUBSTATION SAWARGAON
12627118 | DLMS-LnT | 053 | TCPIP_DLMS | GSM | Feeder | 2895 | 203 | 11 KV S.BAZAR AG FEEDER | 074036 | 33 KV SUBSTATION SAWARGAON
18205849 | DLMS-LnT | 053 | TCPIP_DLMS | GSM | Feeder | 2895 | 201 | 11 KV TAPOWAN AG FEEDER | 074021 | 33 KV SUB STATION KINHOLA
00309981 | DLMS-HPL | 076 | TCPIP_DLMS | GSM | Feeder | 2895 | 202 | 11 KV P. DEVI AG FEEDER | 074036 | 33 KV SUBSTATION SAWARGAON
MSB61778 | Secure | 055 | TCPIP_Secure | GSM | Feeder | 2895 | 206 | 11 Kv Tapowan Gaothan Feeder | 074021 | 33 KV SUB STATION KINHOLA
MSE70381 | Secure | 055 | TCPIP_Secure | GSM | Feeder | 2895 | 203 | 11 KV RAJUR AG FEEDER | 074027 | 33 KV SUB STATION MOTALA
KA908837 | Secure | 055 | TCPIP_Secure | GSM | Feeder | 2895 | 201 | 11 KV Harankhed Ag | 074087 | 33 KV WADJI SUB STATION
KA908836 | Secure | 055 | TCPIP_Secure | GSM | Feeder | 2895 | 203 | 11 KV Malegaon Ag | 074087 | 33 KV WADJI SUB STATION
KA908830 | Secure | 055 | TCPIP_Secure | GSM | Feeder | 2895 | 202 | 11 KV Wadji GFSS | 074087 | 33 KV WADJI SUB STATION
17272808 | DLMS-LnT | 053 | TCPIP_DLMS | GSM | Feeder | 2895 | 202 | WADI AG FEEDER | 074060 | 33 KV Pophli S/S
X1251874 | DLMS-Secure | 055 | TCPIP_DLMS | GSM | Feeder | 2895 | 208 | 11 KV PANGARKHED AG | 074021 | 33 KV SUB STATION KINHOLA
17272818 | DLMS-LnT | 053 | TCPIP_DLMS | GSM | Feeder | 2895 | 204 | 11 kv D,Badhe GFSS | 074021 | 33 KV SUB STATION KINHOLA
17272811 | DLMS-LnT | 053 | TCPIP_DLMS | GSM | Feeder | 2895 | 204 | 11 Kv Shirva AG Feeder | 074061 | 33 KV KOTHALI SUBSTATION
17272821 | DLMS-LnT | 053 | TCPIP_DLMS | GSM | Feeder | 2895 | 203 | 11 KV POPHLI GAOTHAN FEEDER | 074060 | 33 KV Pophli S/S
12629025 | DLMS-LnT | 053 | TCPIP_DLMS | GSM | Feeder | 2925 | 202 | 11 KV CHANDUR AG | 074005 | 33 KV CHANDUR S/S
07427649 | LnT | 053 | TCPIP_LNT | GSM | Feeder | 2925 | 202 | 11 KV FULY AG | 074014 | 33 KV FULY S/S
X0399201 | DLMS-Secure | 055 | TCPIP_DLMS | GSM | Feeder | 2925 | 203 | 11 KV NIMGAON GAOTHAN | 074073 | 33 KV NIMGAON S/S
X0399213 | DLMS-Secure | 055 | TCPIP_DLMS | GSM | Feeder | 2925 | 202 | 11 KV YERALI AG | 074073 | 33 KV NIMGAON S/S
X0399215 | DLMS-Secure | 055 | TCPIP_DLMS | GSM | Feeder | 2925 | 201 | 11 KV ALAMPUR AG | 074073 | 33 KV NIMGAON S/S
18205818 | DLMS-LnT | 053 | TCPIP_DLMS | GSM | Feeder | 2925 | 201 | 11 KV KOLASAR AG | 074028 | 33 KV NAIGAON S/S
X0399192 | DLMS-Secure | 055 | TCPIP_DLMS | GSM | Feeder | 2925 | 205 | 11 KV CHIKHALI GAOTHAN | 074042 | 33 KV SUJATPUR S/S
X0399189 | DLMS-Secure | 055 | TCPIP_DLMS | GSM | Feeder | 2925 | 204 | 11 KV INDUSTRIAL FEEDER | 074042 | 33 KV SUJATPUR S/S
X0399180 | DLMS-Secure | 055 | TCPIP_DLMS | GSM | Feeder | 2925 | 203 | 11 KV CHANDUR GAOTHAN | 074005 | 33 KV CHANDUR S/S
X0399190 | DLMS-Secure | 055 | TCPIP_DLMS | GSM | Feeder | 2925 | 201 | 11 KV CHIKHALI AG | 074042 | 33 KV SUJATPUR S/S
X0399181 | DLMS-Secure | 055 | TCPIP_DLMS | GSM | Feeder | 2925 | 205 | 11 KV JEEGAON AG FEEDER | 074005 | 33 KV CHANDUR S/S
X0399415 | DLMS-Secure | 055 | TCPIP_DLMS | GSM | Feeder | 2925 | 203 | 11 KV RURAL AG FEEDER | 074029 | 33 KV NANDURA S/S
X0399414 | DLMS-Secure | 055 | TCPIP_DLMS | GSM | Feeder | 2925 | 201 | 11 KV TOWN | 074029 | 33 KV NANDURA S/S
18205839 | DLMS-LnT | 053 | TCPIP_DLMS | GSM | Feeder | 2925 | 201 | 11 KV TAKARKHED AG | 074014 | 33 KV FULY S/S
18205841 | DLMS-LnT | 053 | TCPIP_DLMS | GSM | Feeder | 2925 | 203 | 11 KV TARW GFSS | 074066 | 33 KV MAHALUNGI S/S
18205843 | DLMS-LnT | 053 | TCPIP_DLMS | GSM | Feeder | 2925 | 201 | 11 KV MAHA GFSS | 074066 | 33 KV MAHALUNGI S/S
18205848 | DLMS-LnT | 053 | TCPIP_DLMS | GSM | Feeder | 2925 | 205 | 11 KV FULY GAOTHAN | 074014 | 33 KV FULY S/S
18205842 | DLMS-LnT | 053 | TCPIP_DLMS | GSM | Feeder | 2925 | 202 | 11 KV NAIGAON AG | 074028 | 33 KV NAIGAON S/S
X0399194 | DLMS-Secure | 055 | TCPIP_DLMS | GSM | Feeder | 2925 | 203 | 11 KV AMBODA GAOTHAN | 074042 | 33 KV SUJATPUR S/S
XE482549 | DLMS-Secure | 055 | TCPIP_DLMS | GSM | Feeder | 2925 | 201 | 11KV NARKHED GAOTHAN | 074114 | 33KV/11KV NARKHED SUBSTATION
XE489828 | DLMS-Secure | 055 | TCPIP_DLMS | GSM | Feeder | 2925 | 203 | 11KV DOLARKHED AG | 074114 | 33KV/11KV NARKHED SUBSTATION
XE482558 | DLMS-Secure | 055 | TCPIP_DLMS | GSM | Feeder | 2925 | 202 | 11KV NARKHED AG | 074114 | 33KV/11KV NARKHED SUBSTATION
08024291 | DLMS-Genus | 065 | TCPIP_DLMS | GSM | Feeder | 2925 | 203 | 11 KV SHEMBA AG | 074014 | 33 KV FULY S/S
08024288 | DLMS-Genus | 065 | TCPIP_DLMS | GSM | Feeder | 2925 | 204 | 11 KV TAKARKHED GAOTHAN | 074014 | 33 KV FULY S/S
08025695 | DLMS-Genus | 065 | TCPIP_DLMS | GSM | Feeder | 2925 | 202 | 11 KV AMBODA AG | 074042 | 33 KV SUJATPUR S/S
X0399214 | DLMS-Secure | 055 | TCPIP_DLMS | GSM | Feeder | 2925 | 205 | 11 KV ALAMPUR GAOTHAN | 074073 | 33 KV NIMGAON S/S
00311007 | DLMS-HPL | 076 | TCPIP_DLMS | GSM | Feeder | 2925 | 202 | 11 KV DAIRY | 074029 | 33 KV NANDURA S/S
X0399416 | DLMS-Secure | 055 | TCPIP_DLMS | GSM | Feeder | 2925 | 205 | JALAGAON ROAD FEEDER | 074029 | 33 KV NANDURA S/S
08025697 | DLMS-Genus | 065 | TCPIP_DLMS | GSM | Feeder | 2925 | 206 | 11 KV SHEMBA GAOTHAN | 074014 | 33 KV FULY S/S
18205840 | DLMS-LnT | 053 | TCPIP_DLMS | GSM | Feeder | 2925 | 204 | 11 KV KOLASAR GAOTHAN | 074028 | 33 KV NAIGAON S/S
18205797 | DLMS-LnT | 053 | TCPIP_DLMS | GSM | Feeder | 2925 | 204 | 11 KV TARWADI AG | 074066 | 33 KV MAHALUNGI S/S
18205804 | DLMS-LnT | 053 | TCPIP_DLMS | GSM | Feeder | 2925 | 202 | 11 KV MAHA AG | 074066 | 33 KV MAHALUNGI S/S
00310406 | DLMS-HPL | 076 | TCPIP_DLMS | GSM | Feeder | 2925 | 205 | 11 KV SHELGAON AG | 074028 | 33 KV NAIGAON S/S
X0399182 | DLMS-Secure | 055 | TCPIP_DLMS | GSM | Feeder | 2925 | 204 | 11 KV WADNER GAOTHAN | 074005 | 33 KV CHANDUR S/S
X0399188 | DLMS-Secure | 055 | TCPIP_DLMS | GSM | Feeder | 2925 | 201 | 11 KV WADNER AG | 074005 | 33 KV CHANDUR S/S
MSB61840 | Secure | 055 | TCPIP_Secure | GSM | Feeder | 2925 | 207 | 11 KV BALAJI | 074029 | 33 KV NANDURA S/S
X0399202 | DLMS-Secure | 055 | TCPIP_DLMS | GSM | Feeder | 2925 | 204 | 11 KV NIMGAON AG | 074073 | 33 KV NIMGAON S/S
MSP41692 | Secure | 055 | TCPIP_Secure | GSM | Feeder | 2925 | 401 | 33KV Gajanan Solvex | 074042 | 33 KV SUJATPUR S/S
XB449609 | DLMS-Secure | 055 | TCPIP_DLMS | GSM | Feeder | 1546 | 206 | 11 KV WAI GAOTHAN FEEDER | 344022 | 33 KV POHA SUB STATION
17271324 | DLMS-LnT | 053 | NON_AMR_MODEM | GSM | Feeder | 1546 | 401 | 33 KV DAPURA FEEDER | 344035 | 33 KV MANORA ROAD SUB STATION
XB449613 | DLMS-Secure | 055 | TCPIP_DLMS | GSM | Feeder | 1546 | 203 | 11 KV GAS PLANT EXP. FEEDER | 344021 | 33 KV DHANAJ SUB STATION
17272761 | DLMS-LnT | 053 | TCPIP_DLMS | GSM | Feeder | 1546 | 202 | 11 KV WATER SUPPLY FEEDER | 344035 | 33 KV MANORA ROAD SUB STATION
17272760 | DLMS-LnT | 053 | TCPIP_DLMS | GSM | Feeder | 1546 | 202 | 11 KV DADGAON AG FEEDER | 344030 | 33 KV DARWHA ROAD SUB STATION
X0853531 | DLMS-Secure | 055 | TCPIP_DLMS | GSM | Feeder | 1546 | 202 | 11 KV DHANORA AG FEEDER | 344026 | 33 KV DHANORA SUB STATION
18205869 | DLMS-LnT | 053 | TCPIP_DLMS | GSM | Feeder | 1546 | 202 | 11 KV KAKADSHIVANI AG FEEDER | 344027 | 33 KV KAKADSHIVANI SUB STATION
18205884 | DLMS-LnT | 053 | TCPIP_DLMS | GSM | Feeder | 1546 | 201 | 11 KV KRUSHNA COLONY FEEDER | 344035 | 33 KV MANORA ROAD SUB STATION
17272754 | DLMS-LnT | 053 | TCPIP_DLMS | GSM | Feeder | 1546 | 203 | 11 KV GAWALIPURA FEEDER | 344029 | 33 KV KARANJA LAD SUB STATION
17272762 | DLMS-LnT | 053 | TCPIP_DLMS | GSM | Feeder | 1546 | 201 | 11 KV MANORA ROAD FEEDER | 344029 | 33 KV KARANJA LAD SUB STATION
17272753 | DLMS-LnT | 053 | TCPIP_DLMS | GSM | Feeder | 1546 | 205 | 11 KV BYPASS TOWN FEEDER | 344029 | 33 KV KARANJA LAD SUB STATION
17272755 | DLMS-LnT | 053 | TCPIP_DLMS | GSM | Feeder | 1546 | 206 | 11 KV BHILKHEDA INDUSTRIAL FEEDER | 344029 | 33 KV KARANJA LAD SUB STATION
18205665 | DLMS-LnT | 053 | TCPIP_DLMS | GSM | Feeder | 1546 | 202 | 11 KV OLD TOWN FEEDER | 344029 | 33 KV KARANJA LAD SUB STATION
00309433 | DLMS-HPL | 076 | TCPIP_DLMS | GSM | Feeder | 1546 | 205 | 11 KV RAHATHI GAONTHAN FEEDER | 344021 | 33 KV DHANAJ SUB STATION
00310848 | DLMS-HPL | 076 | TCPIP_DLMS | GSM | Feeder | 1546 | 204 | 11 KV DHANAJ GAONTHAN FEEDER | 344021 | 33 KV DHANAJ SUB STATION
X0399288 | DLMS-Secure | 055 | TCPIP_DLMS | GSM | Feeder | 1546 | 203 | 11 KV DARWHAWESH FEEDER | 344030 | 33 KV DARWHA ROAD SUB STATION
17272779 | DLMS-LnT | 053 | TCPIP_DLMS | GSM | Feeder | 1546 | 205 | 11 KV KHERDA GAOTHAN FEEDER | 344019 | 33 KV KARMARGAON SUB STATION
17272757 | DLMS-LnT | 053 | TCPIP_DLMS | GSM | Feeder | 1546 | 204 | 11 KV KINHI GAOTHAN FEEDER | 344022 | 33 KV POHA SUB STATION
X0399308 | DLMS-Secure | 055 | TCPIP_DLMS | GSM | Feeder | 1546 | 202 | 11 KV RAHATI AG FEEDER | 344021 | 33 KV DHANAJ SUB STATION
X0399306 | DLMS-Secure | 055 | TCPIP_DLMS | GSM | Feeder | 1546 | 202 | 11 KV UMBARDA AG FEEDER | 344020 | 33 KV UMBARDA BAZAR SUB STATION
X0399304 | DLMS-Secure | 055 | TCPIP_DLMS | GSM | Feeder | 1546 | 201 | 11 KV DHANORA GAOTHAN FEEDER | 344026 | 33 KV DHANORA SUB STATION
08024319 | DLMS-Genus | 065 | TCPIP_DLMS | GSM | Feeder | 1546 | 203 | 11 KV LONI FEEDER | 344026 | 33 KV DHANORA SUB STATION
17272756 | DLMS-LnT | 053 | TCPIP_DLMS | GSM | Feeder | 1546 | 203 | 11 KV UMBARDA GAOTHAN FEEDER | 344020 | 33 KV UMBARDA BAZAR SUB STATION
17272780 | DLMS-LnT | 053 | TCPIP_DLMS | GSM | Feeder | 1546 | 202 | 11 KV KAMARGAON GAOTHAN FEEDER | 344019 | 33 KV KARMARGAON SUB STATION
XF443788 | DLMS-Secure | 055 | TCPIP_DLMS | GSM | Feeder | 1546 | 206 | 11 KV KAJALESHWAR AG | 344027 | 33 KV KAKADSHIVANI SUB STATION
XF443785 | DLMS-Secure | 055 | TCPIP_DLMS | GSM | Feeder | 1546 | 205 | 11KV UKARDA GAWTHAN | 344027 | 33 KV KAKADSHIVANI SUB STATION
XF443800 | DLMS-Secure | 055 | TCPIP_DLMS | GSM | Feeder | 1546 | 204 | 11KV WALAI AG | 344027 | 33 KV KAKADSHIVANI SUB STATION
20299578 | DLMS-LnT | 053 | TCPIP_DLMS | GSM | Feeder | 1546 | 208 | 11 KV SOLAR FEEDER BAY | 344019 | 33 KV KARMARGAON SUB STATION
XF443806 | DLMS-Secure | 055 | TCPIP_DLMS | GSM | Feeder | 1546 | 204 | 11 KV GIMBHA AG | 344071 | 33KV KHADI DHAMANI SUB-STATION
XF443792 | DLMS-Secure | 055 | TCPIP_DLMS | GSM | Feeder | 1546 | 204 | 11 KV VIRGAVHAN AG | 344077 | 33/11 KV NAREGAON S/S
XF443793 | DLMS-Secure | 055 | TCPIP_DLMS | GSM | Feeder | 1546 | 203 | 11 KV DHAMNI AG | 344071 | 33KV KHADI DHAMANI SUB-STATION
XF443797 | DLMS-Secure | 055 | TCPIP_DLMS | GSM | Feeder | 1546 | 204 | 11 KV BAGGI AG | 344072 | 33KV ANAI SUB-STATION
XH407126 | DLMS-Secure | 055 | TCPIP_DLMS | GSM | Feeder | 1546 | 203 | 11KV POHA ROAD AG | 344073 | 33KV BELMANDAL SUB-STATION
XH407153 | DLMS-Secure | 055 | TCPIP_DLMS | GSM | Feeder | 1546 | 204 | 11KV PANGAVHAN AG | 344073 | 33KV BELMANDAL SUB-STATION
X1750529 | DLMS-Secure | 055 | TCPIP_DLMS | GSM | Feeder | 1546 | 209 | 11 KV SAMRUDHI TOLL PLAZA | 344027 | 33 KV KAKADSHIVANI SUB STATION
XH407125 | DLMS-Secure | 055 | TCPIP_DLMS | GSM | Feeder | 1546 | 202 | 11KV BELMANDAL GAWTHAN | 344073 | 33KV BELMANDAL SUB-STATION
XG476805 | DLMS-Secure | 055 | TCPIP_DLMS | GSM | Feeder | 1546 | 202 | 11 KV DHAMNI GAWTHAN | 344071 | 33KV KHADI DHAMANI SUB-STATION
X2191795 | DLMS-Secure | 055 | TCPIP_DLMS | GSM | Feeder | 1546 | 205 | 11 KV SUKALI AG | 344020 | 33 KV UMBARDA BAZAR SUB STATION
X2103723 | DLMS-Secure | 055 | TCPIP_DLMS | GSM | Feeder | 1546 | 207 | 11 KV MAHAGAON GAOTHAN FEEDER | 344073 | 33KV BELMANDAL SUB-STATION
08024313 | DLMS-Genus | 065 | TCPIP_DLMS | GSM | Feeder | 1546 | 203 | 11 KV KHERDA BHULODA FEEDER | 344019 | 33 KV KARMARGAON SUB STATION
18205870 | DLMS-LnT | 053 | TCPIP_DLMS | GSM | Feeder | 1546 | 201 | 11 KV SHAHA AG FEEDER | 344027 | 33 KV KAKADSHIVANI SUB STATION
18205871 | DLMS-LnT | 053 | TCPIP_DLMS | GSM | Feeder | 1546 | 201 | 11 KV POHA INDUSTRIAL FEEDER | 344022 | 33 KV POHA SUB STATION
18205873 | DLMS-LnT | 053 | TCPIP_DLMS | GSM | Feeder | 1546 | 207 | 11 KV SHIVNAGAR AG | 344022 | 33 KV POHA SUB STATION
18205872 | DLMS-LnT | 053 | TCPIP_DLMS | GSM | Feeder | 1546 | 203 | 11 KV SOOTGIRNI EXPRESS FEEDER | 344022 | 33 KV POHA SUB STATION
18205867 | DLMS-LnT | 053 | TCPIP_DLMS | GSM | Feeder | 1546 | 203 | 11 KV SHAHA GAWTHAN | 344027 | 33 KV KAKADSHIVANI SUB STATION
18205883 | DLMS-LnT | 053 | TCPIP_DLMS | GSM | Feeder | 1546 | 203 | 11 KV GIRDA GAOTHAN FEEDER | 344035 | 33 KV MANORA ROAD SUB STATION
08024312 | DLMS-Genus | 065 | TCPIP_DLMS | GSM | Feeder | 1546 | 201 | 11 KV KAMARGAON AG FEEDER | 344019 | 33 KV KARMARGAON SUB STATION
17272778 | DLMS-LnT | 053 | TCPIP_DLMS | GSM | Feeder | 1546 | 204 | 11 KV KAMARGAON INDUSTRIAL | 344019 | 33 KV KARMARGAON SUB STATION
17272758 | DLMS-LnT | 053 | TCPIP_DLMS | GSM | Feeder | 1546 | 202 | 11 KV POHA GAOTHAN FEEDER | 344022 | 33 KV POHA SUB STATION
X0399307 | DLMS-Secure | 055 | TCPIP_DLMS | GSM | Feeder | 1546 | 201 | 11 KV SOMTHANA AG FEEDER | 344020 | 33 KV UMBARDA BAZAR SUB STATION
18205891 | DLMS-LnT | 053 | TCPIP_DLMS | GSM | Feeder | 1546 | 201 | 11 KV DARWHA INDUSTRIAL FEEDER | 344030 | 33 KV DARWHA ROAD SUB STATION
Q0302698 | DLMS-Secure | 055 | TCPIP_DLMS | GSM | Feeder | 1546 | 204 | 11 KV SOLAR FEEDER BAY | 344020 | 33 KV UMBARDA BAZAR SUB STATION
XG476797 | DLMS-Secure | 055 | TCPIP_DLMS | GSM | Feeder | 1546 | 203 | 11 KV ZODAGA AG | 344077 | 33/11 KV NAREGAON S/S
00568181 | DLMS-HPL | 076 | TCPIP_DLMS | GSM | Feeder | 1546 | 205 | 11 KV WAI AG FEEDER | 344022 | 33 KV POHA SUB STATION
00565963 | DLMS-HPL | 076 | TCPIP_DLMS | GSM | Feeder | 1546 | 208 | 11KV SOHAL AG | 344022 | 33 KV POHA SUB STATION
XF443786 | DLMS-Secure | 055 | TCPIP_DLMS | GSM | Feeder | 1546 | 203 | 11 KV ANAI AG | 344072 | 33KV ANAI SUB-STATION
XG476801 | DLMS-Secure | 055 | TCPIP_DLMS | GSM | Feeder | 1546 | 202 | 11 KV SHEMALAI GAOTHAN | 344077 | 33/11 KV NAREGAON S/S
XF443795 | DLMS-Secure | 055 | TCPIP_DLMS | GSM | Feeder | 1546 | 202 | 11 KV ANAI GAWTHAN | 344072 | 33KV ANAI SUB-STATION
14756377 | DLMS-LnT | 053 | TCPIP_DLMS | GSM | Feeder | 1546 | 401 | 33 KV DHANAJ FEEDER | 344026 | 33 KV DHANORA SUB STATION
X0400023 | DLMS-Secure | 055 | TCPIP_DLMS | GSM | Feeder | 1546 | 403 | 33 KV KARANJA FEEDER | 344029 | 33 KV KARANJA LAD SUB STATION
18205643 | DLMS-LnT | 053 | TCPIP_DLMS | GSM | Feeder | 1546 | 204 | 11 KV KARANJA INDUSTRIAL FEEDER | 344029 | 33 KV KARANJA LAD SUB STATION
00467231 | DLMS-HPL | 076 | TCPIP_DLMS | GSM | Feeder | 1546 | 204 | 11 KV PASARANI AG | 344035 | 33 KV MANORA ROAD SUB STATION
X0399305 | DLMS-Secure | 055 | NON_AMR_MODEM | GSM | Feeder | 1546 | 206 | 11 KV DHANAJ DUMMY FEEDER | 344021 | 33 KV DHANAJ SUB STATION
XB449611 | DLMS-Secure | 055 | TCPIP_DLMS | GSM | Feeder | 1546 | 201 | 11 KV DHANAJ AG FEEDER | 344021 | 33 KV DHANAJ SUB STATION
13546645 | DLMS-LnT | 053 | TCPIP_DLMS | GSM | Feeder | 1562 | 203 | KAVARDARI MIX FEEDER | 344024 | 33 KV KINHIRAJA S/STN
17224155 | DLMS-LnT | 053 | TCPIP_DLMS | GSM | Feeder | 1562 | 202 | KINHIRAJA MIX FEEDER | 344024 | 33 KV KINHIRAJA S/STN
17272763 | DLMS-LnT | 053 | TCPIP_DLMS | GSM | Feeder | 1562 | 205 | KARANJI GAOTHAN | 344023 | 33 KV SHIRPUR S/STN
18205689 | DLMS-LnT | 053 | TCPIP_DLMS | GSM | Feeder | 1562 | 201 | JAULKA | 344052 | 33 KV JAULKA S/STN
18205856 | DLMS-LnT | 053 | TCPIP_DLMS | GSM | Feeder | 1562 | 203 | MEDSHI GAOTHAN | 344014 | 33 KV MEDSHI S/STN
18205687 | DLMS-LnT | 053 | TCPIP_DLMS | GSM | Feeder | 1562 | 201 | amani gaothan | 344032 | 33 KV AMANI S/STN
18205890 | DLMS-LnT | 053 | TCPIP_DLMS | GSM | Feeder | 1562 | 202 | 11 KV SHIRPUR TOWN | 344023 | 33 KV SHIRPUR S/STN
18205889 | DLMS-LnT | 053 | TCPIP_DLMS | GSM | Feeder | 1562 | 206 | khandala ag | 344023 | 33 KV SHIRPUR S/STN
17272759 | DLMS-LnT | 053 | TCPIP_DLMS | GSM | Feeder | 1562 | 204 | 11 KV DUDHALA GAOTHAN | 344023 | 33 KV SHIRPUR S/STN
X0399297 | DLMS-Secure | 055 | TCPIP_DLMS | GSM | Feeder | 1562 | 201 | KARLI MIX FEEDER | 344058 | 33 KV KARLI S/STN
X0399298 | DLMS-Secure | 055 | TCPIP_DLMS | GSM | Feeder | 1562 | 202 | BORALA MIX FEEDER | 344058 | 33 KV KARLI S/STN
08025784 | DLMS-Genus | 065 | TCPIP_DLMS | GSM | Feeder | 1562 | 202 | 11 KV RIDHORA AG FEEDER | 344014 | 33 KV MEDSHI S/STN
08025786 | DLMS-Genus | 065 | TCPIP_DLMS | GSM | Feeder | 1562 | 201 | 11 KV MEDSHI AG FEEDER | 344014 | 33 KV MEDSHI S/STN
08025780 | DLMS-Genus | 065 | TCPIP_DLMS | GSM | Feeder | 1562 | 203 | karanji ag | 344023 | 33 KV SHIRPUR S/STN
18205691 | DLMS-LnT | 053 | TCPIP_DLMS | GSM | Feeder | 1562 | 203 | DAVHA MIX FEEDER | 344052 | 33 KV JAULKA S/STN
17272764 | DLMS-LnT | 053 | TCPIP_DLMS | GSM | Feeder | 1562 | 201 | dudhala ag | 344023 | 33 KV SHIRPUR S/STN
XG437305 | DLMS-Secure | 055 | TCPIP_DLMS | GSM | Feeder | 1562 | 201 | 11KV MUNGALA GAOTHAN | 344069 | 33 KV DOGARKINHI S/STN
XG437304 | DLMS-Secure | 055 | TCPIP_DLMS | GSM | Feeder | 1562 | 202 | 11KV DONGARKINHI AG | 344069 | 33 KV DOGARKINHI S/STN
XG476798 | DLMS-Secure | 055 | TCPIP_DLMS | GSM | Feeder | 1562 | 205 | 11 KV NEW GAOTHAN FEEDER | 344032 | 33 KV AMANI S/STN
X1294733 | DLMS-Secure | 055 | TCPIP_DLMS | GSM | Feeder | 1562 | 206 | 11 KV PANGRI AG FEEDER | 344032 | 33 KV AMANI S/STN
X0399935 | DLMS-Secure | 055 | TCPIP_DLMS | GSM | Feeder | 1562 | 204 | 11 KV Industrial feeder | 347003 | 132 KV MALEGAON S/STN
X0399936 | DLMS-Secure | 055 | TCPIP_DLMS | GSM | Feeder | 1562 | 203 | 11 KV MALEGAON FEEDER | 347003 | 132 KV MALEGAON S/STN
X0399934 | DLMS-Secure | 055 | TCPIP_DLMS | GSM | Feeder | 1562 | 201 | CHANDAS GAOTHAN(OLD SHIRPUR) | 347003 | 132 KV MALEGAON S/STN
18205690 | DLMS-LnT | 053 | TCPIP_DLMS | GSM | Feeder | 1562 | 202 | AMANWADI MIX FEEDER | 344052 | 33 KV JAULKA S/STN
18205855 | DLMS-LnT | 053 | TCPIP_DLMS | GSM | Feeder | 1562 | 204 | RIDHORA GAOTHAN | 344014 | 33 KV MEDSHI S/STN
18205861 | DLMS-LnT | 053 | TCPIP_DLMS | GSM | Feeder | 1562 | 203 | amani ag | 344032 | 33 KV AMANI S/STN
00568194 | DLMS-HPL | 076 | TCPIP_DLMS | GSM | Feeder | 1562 | 206 | 11KV BRAMHANWADA GAOTHAN FEEDER | 344014 | 33 KV MEDSHI S/STN
X1092190 | DLMS-Secure | 055 | TCPIP_DLMS | GSM | Feeder | 1562 | 202 | WASARI AG | 344060 | 33 KV KHANDALA S/STN
X2103532 | DLMS-Secure | 055 | TCPIP_DLMS | GSM | Feeder | 1562 | 205 | JAULKA NEW | 344052 | 33 KV JAULKA S/STN
X2081574 | DLMS-Secure | 055 | TCPIP_DLMS | GSM | Feeder | 1562 | 204 | WADI RAMRAO | 344052 | 33 KV JAULKA S/STN
XG437322 | DLMS-Secure | 055 | TCPIP_DLMS | GSM | Feeder | 1562 | 203 | 11KV REGAON AG | 344069 | 33 KV DOGARKINHI S/STN
00693358 | DLMS-HPL | 076 | TCPIP_DLMS | GSM | Feeder | 1562 | 201 | YERANDA MIX FEEDER | 344024 | 33 KV KINHIRAJA S/STN
00467221 | DLMS-HPL | 076 | TCPIP_DLMS | GSM | Feeder | 1562 | 203 | DHORKHEDA AG FEEDER | 344060 | 33 KV KHANDALA S/STN
14756248 | DLMS-LnT | 053 | TCPIP_DLMS | GSM | Feeder | 1562 | 205 | chandas AG | 347003 | 132 KV MALEGAON S/STN
00565960 | DLMS-HPL | 076 | TCPIP_DLMS | GSM | Feeder | 1562 | 204 | BORALA EXPRESS FEEDER | 344060 | 33 KV KHANDALA S/STN
00565957 | DLMS-HPL | 076 | TCPIP_DLMS | GSM | Feeder | 1562 | 201 | KHANDALA GAOTHAN | 344060 | 33 KV KHANDALA S/STN
XC439895 | DLMS-Secure | 055 | NON_AMR_MODEM | GSM | Feeder | 1562 | 204 | ZODAGA EXPRESS | 344032 | 33 KV AMANI S/STN
18205859 | DLMS-LnT | 053 | TCPIP_DLMS | GSM | Feeder | 1538 | 202 | Poghat -ag feeder | 344011 | 33/11 KV SHIVANI ROAD SUB STATION
18205635 | DLMS-LnT | 053 | NON_AMR_MODEM | GSM | Feeder | 1538 | 206 | 11kv Hirangi ww Feeder | 344013 | 33/11 KV SHELU BAZAR SUB STATION
17272773 | DLMS-LnT | 053 | TCPIP_DLMS | GSM | Feeder | 1538 | 206 | 11kv Manora gavthan feeder | 344010 | 33 KV MAGALURPIR SUB STATION
18205854 | DLMS-LnT | 053 | TCPIP_DLMS | GSM | Feeder | 1538 | 207 | Shelu AG | 344013 | 33/11 KV SHELU BAZAR SUB STATION
08024304 | DLMS-Genus | 065 | TCPIP_DLMS | GSM | Feeder | 1538 | 204 | SHELU AG | 344010 | 33 KV MAGALURPIR SUB STATION
18205695 | DLMS-LnT | 053 | TCPIP_DLMS | GSM | Feeder | 1538 | 202 | tarala-ag feeder | 344013 | 33/11 KV SHELU BAZAR SUB STATION
18205676 | DLMS-LnT | 053 | TCPIP_DLMS | GSM | Feeder | 1538 | 207 | 11 kv water supply | 344010 | 33 KV MAGALURPIR SUB STATION
18205679 | DLMS-LnT | 053 | TCPIP_DLMS | GSM | Feeder | 1538 | 204 | 11 KV WW-EXPRESS FEEDER | 344034 | 33/11 KV DASTAPUR SUB STATION
X1294768 | DLMS-Secure | 055 | TCPIP_DLMS | GSM | Feeder | 1538 | 204 | 11 KV WARA DAM AG | 344079 | 33/11 KV WARA JAHANGIR SUBSTATION
18205674 | DLMS-LnT | 053 | TCPIP_DLMS | GSM | Feeder | 1538 | 201 | Town-1 feeder | 344010 | 33 KV MAGALURPIR SUB STATION
18205851 | DLMS-LnT | 053 | TCPIP_DLMS | GSM | Feeder | 1538 | 203 | LAKHAMAPUR AG FEEDER | 344011 | 33/11 KV SHIVANI ROAD SUB STATION
18205677 | DLMS-LnT | 053 | TCPIP_DLMS | GSM | Feeder | 1538 | 203 | 11 KV DAM FEEDER | 344034 | 33/11 KV DASTAPUR SUB STATION
18205850 | DLMS-LnT | 053 | TCPIP_DLMS | GSM | Feeder | 1538 | 204 | PARWA GAVTHAN FEEDER | 344011 | 33/11 KV SHIVANI ROAD SUB STATION
18205678 | DLMS-LnT | 053 | TCPIP_DLMS | GSM | Feeder | 1538 | 201 | 11 KV DASTAPUR FEEDER | 344034 | 33/11 KV DASTAPUR SUB STATION
17272772 | DLMS-LnT | 053 | TCPIP_DLMS | GSM | Feeder | 1538 | 202 | 11 KV KASOLA FEEDER | 344034 | 33/11 KV DASTAPUR SUB STATION
18205694 | DLMS-LnT | 053 | TCPIP_DLMS | GSM | Feeder | 1538 | 205 | 11kv Tarhala Gaothan Feeder | 344013 | 33/11 KV SHELU BAZAR SUB STATION
17272782 | DLMS-LnT | 053 | TCPIP_DLMS | GSM | Feeder | 1538 | 201 | shelu gaothan feeder | 344013 | 33/11 KV SHELU BAZAR SUB STATION
17272774 | DLMS-LnT | 053 | TCPIP_DLMS | GSM | Feeder | 1538 | 202 | Town-2 feeder | 344010 | 33 KV MAGALURPIR SUB STATION
XH407143 | DLMS-Secure | 055 | TCPIP_DLMS | GSM | Feeder | 1538 | 204 | NEW DHANORA GAVTHAN FEEDER | 344012 | 33/11 KV ASEGAON SUB-STATION
X1294753 | DLMS-Secure | 055 | TCPIP_DLMS | GSM | Feeder | 1538 | 201 | 11 KV WARA G | 344079 | 33/11 KV WARA JAHANGIR SUBSTATION
08023493 | DLMS-Genus | 065 | TCPIP_DLMS | GSM | Feeder | 1538 | 203 | 11 KV JANUNA AG | 344061 | 33/11 KV MOHARI SUBSTATION
X1095583 | DLMS-Secure | 055 | TCPIP_DLMS | GSM | Feeder | 1538 | 201 | dhanora | 344012 | 33/11 KV ASEGAON SUB-STATION
X1095584 | DLMS-Secure | 055 | TCPIP_DLMS | GSM | Feeder | 1538 | 203 | shegi | 344012 | 33/11 KV ASEGAON SUB-STATION
08025815 | DLMS-Genus | 065 | TCPIP_DLMS | GSM | Feeder | 1538 | 201 | 11 KV JOGALDARI GAV. | 344062 | 33/11 KV PETHKHADANPUR S/S
17272766 | DLMS-LnT | 053 | TCPIP_DLMS | GSM | Feeder | 1538 | 202 | Wara | 344012 | 33/11 KV ASEGAON SUB-STATION
18205853 | DLMS-LnT | 053 | TCPIP_DLMS | GSM | Feeder | 1538 | 204 | 11kv kanzara gavthan feeder | 344013 | 33/11 KV SHELU BAZAR SUB STATION
X1294770 | DLMS-Secure | 055 | TCPIP_DLMS | GSM | Feeder | 1538 | 201 | 11 KV GOLWADI GAOTHAN | 344078 | 33/11 KV MANOLI S/S
X1294776 | DLMS-Secure | 055 | TCPIP_DLMS | GSM | Feeder | 1538 | 204 | 11 KV MANOLI AG | 344078 | 33/11 KV MANOLI S/S
18205675 | DLMS-LnT | 053 | TCPIP_DLMS | GSM | Feeder | 1538 | 205 | INDUSTRIAL | 344010 | 33 KV MAGALURPIR SUB STATION
08025789 | DLMS-Genus | 065 | TCPIP_DLMS | GSM | Feeder | 1538 | 202 | 11 KV KHADI AG | 344061 | 33/11 KV MOHARI SUBSTATION
08024305 | DLMS-Genus | 065 | TCPIP_DLMS | GSM | Feeder | 1538 | 203 | manora | 344010 | 33 KV MAGALURPIR SUB STATION
18205852 | DLMS-LnT | 053 | TCPIP_DLMS | GSM | Feeder | 1538 | 201 | GHOTA GAVTHAN FEEDER | 344011 | 33/11 KV SHIVANI ROAD SUB STATION
00309372 | DLMS-HPL | 076 | TCPIP_DLMS | GSM | Feeder | 1538 | 201 | 11 KV MOHARI GAOTHAN | 344061 | 33/11 KV MOHARI SUBSTATION
20299576 | DLMS-LnT | 053 | TCPIP_DLMS | GSM | Feeder | 1538 | 207 | 11 KV SOLAR FEEDER BAY | 344012 | 33/11 KV ASEGAON SUB-STATION
00381109 | DLMS-HPL | 076 | TCPIP_DLMS | GSM | Feeder | 1538 | 203 | 11 KV SAWARGAO AG | 344062 | 33/11 KV PETHKHADANPUR S/S
00568184 | DLMS-HPL | 076 | TCPIP_DLMS | GSM | Feeder | 1538 | 206 | 11KV DASTAPUR GAV. | 344034 | 33/11 KV DASTAPUR SUB STATION
00565964 | DLMS-HPL | 076 | TCPIP_DLMS | GSM | Feeder | 1538 | 205 | 11KV KASOLA GAV. | 344034 | 33/11 KV DASTAPUR SUB STATION
05039011 | DLMS-HPL | 076 | TCPIP_DLMS | GSM | Feeder | 1538 | 202 | 11 KV DABHA GAV. | 344062 | 33/11 KV PETHKHADANPUR S/S
17271319 | DLMS-LnT | 053 | NON_AMR_MODEM | GSM | Feeder | 1554 | 301 | 33kv Incommer No.-1 (Gramin) | 344015 | 33 KV MANORA
18205680 | DLMS-LnT | 053 | TCPIP_DLMS | GSM | Feeder | 1554 | 202 | 11 KV PALODI AG | 344031 | 33 KV SHENDURJANA
18205650 | DLMS-LnT | 053 | TCPIP_DLMS | GSM | Feeder | 1554 | 201 | 11 KV SAKHARDOH AG | 344018 | 33 KV SAKHARDOH S/STN
18205636 | DLMS-LnT | 053 | TCPIP_DLMS | GSM | Feeder | 1554 | 205 | WAI GOATHAN | 344016 | 33 KV POHARADEVI
18205649 | DLMS-LnT | 053 | TCPIP_DLMS | GSM | Feeder | 1554 | 203 | SAKHARDOH GAOTHAN | 344018 | 33 KV SAKHARDOH S/STN
18205637 | DLMS-LnT | 053 | TCPIP_DLMS | GSM | Feeder | 1554 | 207 | 11KV UMRI G | 344016 | 33 KV POHARADEVI
18205654 | DLMS-LnT | 053 | TCPIP_DLMS | GSM | Feeder | 1554 | 205 | 11kv manora industrial feeder | 344015 | 33 KV MANORA
18205656 | DLMS-LnT | 053 | TCPIP_DLMS | GSM | Feeder | 1554 | 203 | 11 KV KONDOLI FEEDER | 344015 | 33 KV MANORA
18205653 | DLMS-LnT | 053 | TCPIP_DLMS | GSM | Feeder | 1554 | 204 | 11 kv Manora Town Feeder | 344015 | 33 KV MANORA
18205657 | DLMS-LnT | 053 | TCPIP_DLMS | GSM | Feeder | 1554 | 202 | 11 KV GAWHA FEEDER | 344015 | 33 KV MANORA
18205655 | DLMS-LnT | 053 | TCPIP_DLMS | GSM | Feeder | 1554 | 201 | 11 KV AMGAVAN FEEDER | 344015 | 33 KV MANORA
X1123957 | DLMS-Secure | 055 | TCPIP_DLMS | GSM | Feeder | 1554 | 202 | 11 KV KARPA AG | 344075 | 33/11 KV GIROLI S/S
XG477150 | DLMS-Secure | 055 | TCPIP_DLMS | GSM | Feeder | 1554 | 201 | 11 KV GIROLI AG | 344075 | 33/11 KV GIROLI S/S
XG477149 | DLMS-Secure | 055 | TCPIP_DLMS | GSM | Feeder | 1554 | 203 | 11 KV GIROLI GAOTHAN | 344075 | 33/11 KV GIROLI S/S
18205639 | DLMS-LnT | 053 | TCPIP_DLMS | GSM | Feeder | 1554 | 206 | POHARADEVI GOATHAN | 344016 | 33 KV POHARADEVI
18205682 | DLMS-LnT | 053 | TCPIP_DLMS | GSM | Feeder | 1554 | 203 | 11 KV RUI GAOTHAN | 344031 | 33 KV SHENDURJANA
18205683 | DLMS-LnT | 053 | TCPIP_DLMS | GSM | Feeder | 1554 | 202 | 11 Kv BHOYANI AG FEEDER | 344017 | 33 KV DAPORA
18205681 | DLMS-LnT | 053 | TCPIP_DLMS | GSM | Feeder | 1554 | 201 | SHENDURJANA GAOTHAN | 344031 | 33 KV SHENDURJANA
18205651 | DLMS-LnT | 053 | TCPIP_DLMS | GSM | Feeder | 1554 | 202 | 11kv shendurjana AG | 344018 | 33 KV SAKHARDOH S/STN
18205641 | DLMS-LnT | 053 | TCPIP_DLMS | GSM | Feeder | 1554 | 204 | COE ZP WAI EXP. | 344016 | 33 KV POHARADEVI
X0399302 | DLMS-Secure | 055 | TCPIP_DLMS | GSM | Feeder | 1554 | 203 | 11KV GAWHA | 344054 | 33 KV GAVHA
X0399300 | DLMS-Secure | 055 | TCPIP_DLMS | GSM | Feeder | 1554 | 201 | 11KV VITHOLI FEEDER | 344054 | 33 KV GAVHA
18205638 | DLMS-LnT | 053 | TCPIP_DLMS | GSM | Feeder | 1554 | 201 | UMARI AG | 344016 | 33 KV POHARADEVI
XC439902 | DLMS-Secure | 055 | TCPIP_DLMS | GSM | Feeder | 1554 | 206 | 11KV ASOLA BK MIX FEEDER | 344015 | 33 KV MANORA
18205642 | DLMS-LnT | 053 | TCPIP_DLMS | GSM | Feeder | 1554 | 202 | poharadevi AG | 344016 | 33 KV POHARADEVI
18205686 | DLMS-LnT | 053 | TCPIP_DLMS | GSM | Feeder | 1554 | 204 | 11 KV DAPURA GAWTHAN | 344017 | 33 KV DAPORA
18205684 | DLMS-LnT | 053 | TCPIP_DLMS | GSM | Feeder | 1554 | 201 | 11 kv DAPURA AG FEEDER | 344017 | 33 KV DAPORA
18205685 | DLMS-LnT | 053 | TCPIP_DLMS | GSM | Feeder | 1554 | 203 | COE ZP MASNI EXP. | 344017 | 33 KV DAPORA
18205640 | DLMS-LnT | 053 | TCPIP_DLMS | GSM | Feeder | 1554 | 203 | 11 kv WAI AG FEEDER | 344016 | 33 KV POHARADEVI
18205670 | DLMS-LnT | 053 | TCPIP_DLMS | GSM | Feeder | 1520 | 203 | 11 KV KAWATHA AG | 344033 | 33 KV CHIKHALI SUB STATION
18205885 | DLMS-LnT | 053 | NON_AMR_MODEM | GSM | Feeder | 1520 | 203 | 11 KV JAIYKHEDA AG | 344036 | 33 KV KENWAD
18205881 | DLMS-LnT | 053 | TCPIP_DLMS | GSM | Feeder | 1520 | 201 | 11 KV WAKAD AG, WAKAD S/S | 344037 | 33 KV WAKAD SUB STATION
18205663 | DLMS-LnT | 053 | TCPIP_DLMS | GSM | Feeder | 1520 | 201 | 11KV CHIKHALI AG | 344033 | 33 KV CHIKHALI SUB STATION
18205877 | DLMS-LnT | 053 | TCPIP_DLMS | GSM | Feeder | 1520 | 201 | 11 KV LONI AG FEEDER | 344005 | 33 KV MOP
18205880 | DLMS-LnT | 053 | TCPIP_DLMS | GSM | Feeder | 1520 | 202 | 11 KV GOHGAON FEEDER | 344037 | 33 KV WAKAD SUB STATION
18205879 | DLMS-LnT | 053 | TCPIP_DLMS | GSM | Feeder | 1520 | 204 | 11 KV NEW RISOD | 344005 | 33 KV MOP
X0362994 | DLMS-Secure | 055 | TCPIP_DLMS | GSM | Feeder | 1520 | 206 | 11 KV KAWATHA GAOTHAN | 344033 | 33 KV CHIKHALI SUB STATION
X0362993 | DLMS-Secure | 055 | TCPIP_DLMS | GSM | Feeder | 1520 | 205 | 11 KV HARAL GAOTHAN | 344033 | 33 KV CHIKHALI SUB STATION
X0363038 | DLMS-Secure | 055 | TCPIP_DLMS | GSM | Feeder | 1520 | 204 | 11 KV CHIKHALI GAOTHAN | 344033 | 33 KV CHIKHALI SUB STATION
18205878 | DLMS-LnT | 053 | TCPIP_DLMS | GSM | Feeder | 1520 | 206 | LONI GAOTHAN | 344005 | 33 KV MOP
18205645 | DLMS-LnT | 053 | TCPIP_DLMS | GSM | Feeder | 1520 | 202 | 11 KV KARDA | 344007 | 33 KV RISOD
18205644 | DLMS-LnT | 053 | TCPIP_DLMS | GSM | Feeder | 1520 | 201 | 11 KV RITHAD FFEEDER | 344007 | 33 KV RISOD
18205648 | DLMS-LnT | 053 | TCPIP_DLMS | GSM | Feeder | 1520 | 205 | 11 KV RISOD TOWN 2 FEEDER | 344007 | 33 KV RISOD
18205647 | DLMS-LnT | 053 | TCPIP_DLMS | GSM | Feeder | 1520 | 204 | 11 KV RISOD TOWN 1 FEEDER | 344007 | 33 KV RISOD
18205668 | DLMS-LnT | 053 | TCPIP_DLMS | GSM | Feeder | 1520 | 206 | WATWR WOKR EXPRESS FEEDER | 344007 | 33 KV RISOD
XG437153 | DLMS-Secure | 055 | TCPIP_DLMS | GSM | Feeder | 1520 | 201 | 11 KV JAWALA GAOTHAN | 344067 | 33/11 KV KURHA SUB STATION
XG437151 | DLMS-Secure | 055 | TCPIP_DLMS | GSM | Feeder | 1520 | 203 | 11 KV MANDAWA AG | 344067 | 33/11 KV KURHA SUB STATION
XF443804 | DLMS-Secure | 055 | TCPIP_DLMS | GSM | Feeder | 1520 | 204 | 11KV JAMB GAOTHAN | 344036 | 33 KV KENWAD
XG437308 | DLMS-Secure | 055 | TCPIP_DLMS | GSM | Feeder | 1520 | 202 | 11 KV KURHA AG | 344067 | 33/11 KV KURHA SUB STATION
X1577315 | DLMS-Secure | 055 | TCPIP_DLMS | GSM | Feeder | 1520 | 203 | MANGUL ZANAK GAOTHAN | 344008 | 33 KV MANGULZANAK
XG476808 | DLMS-Secure | 055 | TCPIP_DLMS | GSM | Feeder | 1520 | 203 | 11 KV DHODAP AG | 344074 | 33/11KV DHODAP SUB-STATION
XG476800 | DLMS-Secure | 055 | TCPIP_DLMS | GSM | Feeder | 1520 | 202 | 11 KV LEHANI AG | 344074 | 33/11KV DHODAP SUB-STATION
XG476802 | DLMS-Secure | 055 | TCPIP_DLMS | GSM | Feeder | 1520 | 201 | 11 DHODAP GAOTHAN | 344074 | 33/11KV DHODAP SUB-STATION
18205659 | DLMS-LnT | 053 | TCPIP_DLMS | GSM | Feeder | 1520 | 205 | keshao nagar gfss | 344009 | 33 KV MASALA PEN
18205660 | DLMS-LnT | 053 | TCPIP_DLMS | GSM | Feeder | 1520 | 204 | 11 kv Mangulzanak | 344009 | 33 KV MASALA PEN
18205671 | DLMS-LnT | 053 | TCPIP_DLMS | GSM | Feeder | 1520 | 204 | ASEGAON GAOTHAN FEEDER | 344006 | 33 KV RITHAD
X0399332 | DLMS-Secure | 055 | TCPIP_DLMS | GSM | Feeder | 1520 | 206 | 11 kv BORALA EXPRESS FEEDER | 344006 | 33 KV RITHAD
18205673 | DLMS-LnT | 053 | TCPIP_DLMS | GSM | Feeder | 1520 | 203 | 11 KV SIRSALA AGP FEEDER | 344006 | 33 KV RITHAD
00309896 | DLMS-HPL | 076 | TCPIP_DLMS | GSM | Feeder | 1520 | 202 | chinchambapen ag | 344009 | 33 KV MASALA PEN
18205667 | DLMS-LnT | 053 | TCPIP_DLMS | GSM | Feeder | 1520 | 207 | GHONSOR | 344007 | 33 KV RISOD
18205661 | DLMS-LnT | 053 | TCPIP_DLMS | GSM | Feeder | 1520 | 203 | MASALA PEN GFSS | 344009 | 33 KV MASALA PEN
18205662 | DLMS-LnT | 053 | TCPIP_DLMS | GSM | Feeder | 1520 | 201 | 11 KV Karkhana | 344009 | 33 KV MASALA PEN
18205876 | DLMS-LnT | 053 | TCPIP_DLMS | GSM | Feeder | 1520 | 202 | 11 KV BORKHEDI FEEDER | 344005 | 33 KV MOP
18205886 | DLMS-LnT | 053 | TCPIP_DLMS | GSM | Feeder | 1520 | 201 | 11 KV KENWAD GAOTHAN | 344036 | 33 KV KENWAD
18205887 | DLMS-LnT | 053 | TCPIP_DLMS | GSM | Feeder | 1520 | 202 | 11 KV SAKHRAPUR AG | 344036 | 33 KV KENWAD
08025798 | DLMS-Genus | 065 | TCPIP_DLMS | GSM | Feeder | 1520 | 201 | 11 KV AASEGAON AGP FEEDER | 344006 | 33 KV RITHAD
00310425 | DLMS-HPL | 076 | TCPIP_DLMS | GSM | Feeder | 1520 | 203 | 11KV YEOTA AG | 344066 | 33/11 KV ASEGAON SUB STATION
18205672 | DLMS-LnT | 053 | TCPIP_DLMS | GSM | Feeder | 1520 | 205 | SAWARGAON& SIRSALA GAOTHAN | 344006 | 33 KV RITHAD
17104128 | DLMS-LnT | 053 | TCPIP_DLMS | GSM | Feeder | 1520 | 205 | 11 KV GOHOGAON GAOTHAN | 344037 | 33 KV WAKAD SUB STATION
17103859 | DLMS-LnT | 053 | TCPIP_DLMS | GSM | Feeder | 1520 | 204 | 11 KV WAKAD GAOTHAN | 344037 | 33 KV WAKAD SUB STATION
00566318 | DLMS-HPL | 076 | TCPIP_DLMS | GSM | Feeder | 1520 | 202 | 11KV WANOJA GAOTHAN | 344066 | 33/11 KV ASEGAON SUB STATION
00565953 | DLMS-HPL | 076 | TCPIP_DLMS | GSM | Feeder | 1520 | 401 | 11KV KOYALI AG | 344066 | 33/11 KV ASEGAON SUB STATION
14096160 | DLMS-LnT | 053 | TCPIP_DLMS | GSM | Feeder | 1520 | 201 | 11 KV DEGAON GAOTHAN | 344063 | 33/11 KV DEGAON SUB STATION
15003637 | DLMS-LnT | 053 | TCPIP_DLMS | GSM | Feeder | 1520 | 202 | 11 KV LINGA AG | 344063 | 33/11 KV DEGAON SUB STATION
17103870 | DLMS-LnT | 053 | TCPIP_DLMS | GSM | Feeder | 1520 | 207 | 11 KV RISOD GAOTHAN | 344005 | 33 KV MOP
17103834 | DLMS-LnT | 053 | TCPIP_DLMS | GSM | Feeder | 1520 | 208 | 11 KV BORKHEDI GAOTHAN | 344005 | 33 KV MOP
00575403 | DLMS-HPL | 076 | TCPIP_DLMS | GSM | Feeder | 1520 | 207 | 11 KV MANGUL AG SOLAR | 344009 | 33 KV MASALA PEN
18205646 | DLMS-LnT | 053 | NON_AMR_MODEM | GSM | Feeder | 1520 | 203 | 11 KV WAKAD FEEDER | 344007 | 33 KV RISOD
18205888 | DLMS-LnT | 053 | NON_AMR_MODEM | GSM | Feeder | 1520 | 203 | MANGUL ZANAK GAOTHAN | 344008 | 33 KV MANGULZANAK
18205669 | DLMS-LnT | 053 | TCPIP_DLMS | GSM | Feeder | 1520 | 202 | 11 KV HARAL AG | 344033 | 33 KV CHIKHALI SUB STATION
08024310 | DLMS-Genus | 065 | TCPIP_DLMS | GSM | Feeder | 1511 | 205 | 11KV JAVAHAR NAVODAY VIDYALAYA | 344028 | 33 KV CIVIL LINE SUBSTATION
08025802 | DLMS-Genus | 065 | TCPIP_DLMS | GSM | Feeder | 1511 | 201 | 11 KV KALAMBA AG FEEDER | 344025 | 33/11 KV KALAMBA MAHALI SUBSTATION
08025801 | DLMS-Genus | 065 | TCPIP_DLMS | GSM | Feeder | 1511 | 202 | 11 KV PARDI TAKMOR AG FEEDER | 344025 | 33/11 KV KALAMBA MAHALI SUBSTATION
X0399290 | DLMS-Secure | 055 | TCPIP_DLMS | GSM | Feeder | 1511 | 202 | 11 KV ADOLI GAOTHAN | 344043 | 33/11 KV ADOLI SUB-STATION
18205863 | DLMS-LnT | 053 | TCPIP_DLMS | GSM | Feeder | 1511 | 204 | 11kv TAMSALA AG FEEDER | 344004 | 33/11 KV MIDC SUB-STATION
00565962 | DLMS-HPL | 076 | TCPIP_DLMS | GSM | Feeder | 1511 | 202 | TOWN FEEDER | 344001 | 33KV S/S WASHIM
X1598281 | DLMS-Secure | 055 | TCPIP_DLMS | GSM | Feeder | 1511 | 203 | 11 KV YEVATI AG | 344082 | 33/11KV ATKALI S/S
18205858 | DLMS-LnT | 053 | NON_AMR_MODEM | GSM | Feeder | 1511 | 203 | 11 KV KALAMBA AG FEEDER | 344004 | 33/11 KV MIDC SUB-STATION
X0399313 | DLMS-Secure | 055 | TCPIP_DLMS | GSM | Feeder | 1511 | 208 | 11 KV KATA AG | 344028 | 33 KV CIVIL LINE SUBSTATION
X0399311 | DLMS-Secure | 055 | TCPIP_DLMS | GSM | Feeder | 1511 | 206 | 11 KV COLLECTOR OFFICE | 344028 | 33 KV CIVIL LINE SUBSTATION
X0399316 | DLMS-Secure | 055 | TCPIP_DLMS | GSM | Feeder | 1511 | 202 | RAJGAON TONDGAON GAOTHAN | 344003 | 33/11 KV RAJGAON SUB-STATION
14676294 | DLMS-LnT | 053 | TCPIP_DLMS | GSM | Feeder | 1511 | 201 | 11 KV RAJGAON TONDGAON AG | 344003 | 33/11 KV RAJGAON SUB-STATION
X0399322 | DLMS-Secure | 055 | TCPIP_DLMS | GSM | Feeder | 1511 | 201 | 11 KV WAI ,WARALA AG | 344042 | 33/11 KV WAI SUB-STATION
00309885 | DLMS-HPL | 076 | TCPIP_DLMS | GSM | Feeder | 1511 | 205 | CIVIL LINE EXPRESS FEEDE | 344001 | 33KV S/S WASHIM
00310844 | DLMS-HPL | 076 | TCPIP_DLMS | GSM | Feeder | 1511 | 204 | IUDP FEEDER | 344001 | 33KV S/S WASHIM
00467223 | DLMS-HPL | 076 | TCPIP_DLMS | GSM | Feeder | 1511 | 202 | 11 KV WW-EK BHURJI DAM- | 344004 | 33/11 KV MIDC SUB-STATION
00565952 | DLMS-HPL | 076 | TCPIP_DLMS | GSM | Feeder | 1511 | 209 | 11 KV ANANT SAHAKARI SUT GIRNI | 344004 | 33/11 KV MIDC SUB-STATION
XB449612 | DLMS-Secure | 055 | TCPIP_DLMS | GSM | Feeder | 1511 | 203 | 11 KV URBAN | 344028 | 33 KV CIVIL LINE SUBSTATION
18205864 | DLMS-LnT | 053 | TCPIP_DLMS | GSM | Feeder | 1511 | 203 | 11 KV PARDI GAVTHAN FEEDER | 344025 | 33/11 KV KALAMBA MAHALI SUBSTATION
X0399326 | DLMS-Secure | 055 | TCPIP_DLMS | GSM | Feeder | 1511 | 206 | 11 KV NARMADA SOLVEX EXPRESS FEEDER | 344004 | 33/11 KV MIDC SUB-STATION
X0399325 | DLMS-Secure | 055 | TCPIP_DLMS | GSM | Feeder | 1511 | 205 | TAMSALA GAOTHAN FDR | 344004 | 33/11 KV MIDC SUB-STATION
X0399320 | DLMS-Secure | 055 | TCPIP_DLMS | GSM | Feeder | 1511 | 203 | 11 KV UMARA AG | 344044 | 33/11 KV ANSING SUB STATION
X0399321 | DLMS-Secure | 055 | TCPIP_DLMS | GSM | Feeder | 1511 | 202 | 11 KV SHRUNGARUSHI AG | 344044 | 33/11 KV ANSING SUB STATION
X0399319 | DLMS-Secure | 055 | TCPIP_DLMS | GSM | Feeder | 1511 | 201 | 11 KV EKAMBA GAVTHAN | 344044 | 33/11 KV ANSING SUB STATION
17272771 | DLMS-LnT | 053 | TCPIP_DLMS | GSM | Feeder | 1511 | 205 | 11 KV INDUSTRIAL FEEDER | 344002 | 33 KV PIMPALGAON SUB-STATION
X0399289 | DLMS-Secure | 055 | TCPIP_DLMS | GSM | Feeder | 1511 | 203 | 11 KV KUMBHARKHEDA AG | 344043 | 33/11 KV ADOLI SUB-STATION
X0399292 | DLMS-Secure | 055 | TCPIP_DLMS | GSM | Feeder | 1511 | 205 | 11 KV PATNI COMMERCIAL COMPLEX FEEDER | 344041 | 33/11 KV POLE FACTORY S/STN
X0399293 | DLMS-Secure | 055 | TCPIP_DLMS | GSM | Feeder | 1511 | 204 | 11 KV SONKHAS GAOTHAN | 344041 | 33/11 KV POLE FACTORY S/STN
X0399291 | DLMS-Secure | 055 | TCPIP_DLMS | GSM | Feeder | 1511 | 206 | LAKHALA | 344041 | 33/11 KV POLE FACTORY S/STN
X0399294 | DLMS-Secure | 055 | TCPIP_DLMS | GSM | Feeder | 1511 | 201 | 11 KV EKBURJI AG | 344041 | 33/11 KV POLE FACTORY S/STN
X0399295 | DLMS-Secure | 055 | TCPIP_DLMS | GSM | Feeder | 1511 | 202 | 11 KV TAMSHI AG FEEDER | 344041 | 33/11 KV POLE FACTORY S/STN
X0399314 | DLMS-Secure | 055 | TCPIP_DLMS | GSM | Feeder | 1511 | 207 | 11 KV TIRUPATI | 344028 | 33 KV CIVIL LINE SUBSTATION
18205860 | DLMS-LnT | 053 | TCPIP_DLMS | GSM | Feeder | 1511 | 201 | 11 KV MIDC INDUSTRIAL EXP. FEEDER | 344004 | 33/11 KV MIDC SUB-STATION
XE482830 | DLMS-Secure | 055 | TCPIP_DLMS | GSM | Feeder | 1511 | 202 | 11 KV MARKET LINE | 344065 | 33/11 KV KOLHATKARWADI
XF443782 | DLMS-Secure | 055 | TCPIP_DLMS | GSM | Feeder | 1511 | 211 | 11 KV LALDEO AG (NEW) | 344004 | 33/11 KV MIDC SUB-STATION
XF443789 | DLMS-Secure | 055 | TCPIP_DLMS | GSM | Feeder | 1511 | 212 | 11 KV KALAMBA AG FEEDER NEW | 344004 | 33/11 KV MIDC SUB-STATION
XF443784 | DLMS-Secure | 055 | TCPIP_DLMS | GSM | Feeder | 1511 | 213 | 11 KV DHUMKA AG FEEDER | 344004 | 33/11 KV MIDC SUB-STATION
XF443781 | DLMS-Secure | 055 | TCPIP_DLMS | GSM | Feeder | 1511 | 205 | 11KV KALAMBA GAOTHAN FEEDER | 344025 | 33/11 KV KALAMBA MAHALI SUBSTATION
12627122 | DLMS-LnT | 053 | TCPIP_DLMS | GSM | Feeder | 1511 | 203 | 11 KV MANTRI PARK | 344065 | 33/11 KV KOLHATKARWADI
XB423919 | DLMS-Secure | 055 | TCPIP_DLMS | GSM | Feeder | 1511 | 201 | 11 KV ADOLI AG | 344043 | 33/11 KV ADOLI SUB-STATION
17272769 | DLMS-LnT | 053 | TCPIP_DLMS | GSM | Feeder | 1511 | 202 | 11 KV ANSING GAOTHAN | 344002 | 33 KV PIMPALGAON SUB-STATION
17272770 | DLMS-LnT | 053 | TCPIP_DLMS | GSM | Feeder | 1511 | 207 | 11 KV PARDI GAOTHAN | 344002 | 33 KV PIMPALGAON SUB-STATION
18205666 | DLMS-LnT | 053 | TCPIP_DLMS | GSM | Feeder | 1511 | 203 | 11 KV NAGTHANA AG FEEDER | 344041 | 33/11 KV POLE FACTORY S/STN
17272768 | DLMS-LnT | 053 | TCPIP_DLMS | GSM | Feeder | 1511 | 206 | 11 KV WARLA GAOTHAN | 344002 | 33 KV PIMPALGAON SUB-STATION
18205865 | DLMS-LnT | 053 | TCPIP_DLMS | GSM | Feeder | 1511 | 201 | 11 KV MAHADA | 344028 | 33 KV CIVIL LINE SUBSTATION
18205862 | DLMS-LnT | 053 | TCPIP_DLMS | GSM | Feeder | 1511 | 208 | LALDEO GAOTHAN | 344004 | 33/11 KV MIDC SUB-STATION
18205857 | DLMS-LnT | 053 | TCPIP_DLMS | GSM | Feeder | 1511 | 207 | 11 KV BAHETI DAL MILL EXPRESS | 344004 | 33/11 KV MIDC SUB-STATION
08023491 | DLMS-Genus | 065 | TCPIP_DLMS | GSM | Feeder | 1511 | 203 | NARAYANBABA | 344001 | 33KV S/S WASHIM
X1376044 | DLMS-Secure | 055 | TCPIP_DLMS | GSM | Feeder | 1511 | 204 | 11KV GANESHPUR AG | 344083 | 33/11KV GANESHPUR SUBSTATION
XG477136 | DLMS-Secure | 055 | TCPIP_DLMS | GSM | Feeder | 1511 | 201 | 11KV JAIPUR AG | 344076 | 33/11KV DHILLI SUB-STATION
X1254089 | DLMS-Secure | 055 | TCPIP_DLMS | GSM | Feeder | 1511 | 202 | 11KV GANESHPUR GAV | 344083 | 33/11KV GANESHPUR SUBSTATION
XE482829 | DLMS-Secure | 055 | TCPIP_DLMS | GSM | Feeder | 1511 | 205 | 11KV BUSSTAND FEEDER | 344065 | 33/11 KV KOLHATKARWADI
X1564812 | DLMS-Secure | 055 | TCPIP_DLMS | GSM | Feeder | 1511 | 207 | 11KV SAWANGA AG FEEDER | 344025 | 33/11 KV KALAMBA MAHALI SUBSTATION
X1598275 | DLMS-Secure | 055 | TCPIP_DLMS | GSM | Feeder | 1511 | 201 | 11KV ATKALI GAV | 344082 | 33/11KV ATKALI S/S
X1598284 | DLMS-Secure | 055 | TCPIP_DLMS | GSM | Feeder | 1511 | 202 | 11KV JUMDA AG | 344082 | 33/11KV ATKALI S/S
X1254120 | DLMS-Secure | 055 | TCPIP_DLMS | GSM | Feeder | 1511 | 203 | 11KV BORAKHADI AG | 344083 | 33/11KV GANESHPUR SUBSTATION
X1123962 | DLMS-Secure | 055 | TCPIP_DLMS | GSM | Feeder | 1511 | 203 | 11KV DHILLI TAROTI AG | 344076 | 33/11KV DHILLI SUB-STATION
XG477144 | DLMS-Secure | 055 | TCPIP_DLMS | GSM | Feeder | 1511 | 202 | 11KV JAIPUR DHILI GAV | 344076 | 33/11KV DHILLI SUB-STATION
X1254087 | DLMS-Secure | 055 | TCPIP_DLMS | GSM | Feeder | 1511 | 201 | 11KV ADGAON AG | 344083 | 33/11KV GANESHPUR SUBSTATION
X1598283 | DLMS-Secure | 055 | TCPIP_DLMS | GSM | Feeder | 1511 | 203 | 11KV WAGHOLI AG | 344081 | 33/11KV KOKALGAON SUBSTATION
X1496775 | DLMS-Secure | 055 | TCPIP_DLMS | GSM | Feeder | 1511 | 201 | 11KV KOKALGAON AG | 344081 | 33/11KV KOKALGAON SUBSTATION
X1585793 | DLMS-Secure | 055 | TCPIP_DLMS | GSM | Feeder | 1511 | 202 | 11KV KOKALGAON GAV | 344081 | 33/11KV KOKALGAON SUBSTATION
XF443794 | DLMS-Secure | 055 | TCPIP_DLMS | GSM | Feeder | 1511 | 206 | 11KV SAKHARA AG FEEDER | 344025 | 33/11 KV KALAMBA MAHALI SUBSTATION
XF443791 | DLMS-Secure | 055 | TCPIP_DLMS | GSM | Feeder | 1511 | 204 | 11KV KAJALAMBA AG FEEDER | 344025 | 33/11 KV KALAMBA MAHALI SUBSTATION
00309894 | DLMS-HPL | 076 | TCPIP_DLMS | GSM | Feeder | 1511 | 201 | RAILWAY STATION | 344001 | 33KV S/S WASHIM
X0399323 | DLMS-Secure | 055 | TCPIP_DLMS | GSM | Feeder | 1511 | 202 | 11 KV WAI GAVTHAN | 344042 | 33/11 KV WAI SUB-STATION
X0399324 | DLMS-Secure | 055 | TCPIP_DLMS | GSM | Feeder | 1511 | 203 | 11 KV JAIPUR, DHILLI AG | 344042 | 33/11 KV WAI SUB-STATION
X0399318 | DLMS-Secure | 055 | TCPIP_DLMS | GSM | Feeder | 1511 | 208 | 11 KV WARLA W/W EXP. FDR. | 344002 | 33 KV PIMPALGAON SUB-STATION
08025783 | DLMS-Genus | 065 | TCPIP_DLMS | GSM | Feeder | 1511 | 203 | 11 KV ANSING AG FEEDER | 344002 | 33 KV PIMPALGAON SUB-STATION
08025787 | DLMS-Genus | 065 | TCPIP_DLMS | GSM | Feeder | 1511 | 201 | 11 KV WARLA AG FEEDER | 344002 | 33 KV PIMPALGAON SUB-STATION
08025782 | DLMS-Genus | 065 | TCPIP_DLMS | GSM | Feeder | 1511 | 204 | 11 KV PARDI AG FEEDER | 344002 | 33 KV PIMPALGAON SUB-STATION
08024302 | DLMS-Genus | 065 | TCPIP_DLMS | GSM | Feeder | 1511 | 204 | 11 KV CIVIL HOSPITAL EXPRESS | 344028 | 33 KV CIVIL LINE SUBSTATION
15117133 | DLMS-LnT | 053 | TCPIP_DLMS | GSM | Feeder | 0306 | 208 | 11KV INDUSTRIAL | 034038 | 33/11 KV KHARPI SUBSTATION
12626750 | LnT | 053 | TCPIP_DLMS | GSM | Feeder | 0306 | 204 | 11 KV TULJAPUR AG | 034056 | 33 KV SHIRAJGAON
00309747 | DLMS-HPL | 076 | TCPIP_DLMS | GSM | Feeder | 0306 | 202 | 11 KV KHARPI AG FEEDER | 034038 | 33/11 KV KHARPI SUBSTATION
00310324 | DLMS-HPL | 076 | TCPIP_DLMS | GSM | Feeder | 0306 | 203 | 11KV Bhugaon | 034040 | 33 KV TONDGAON
MSP12588 | Secure | 055 | TCPIP_Secure | GSM | Feeder | 0306 | 202 | 11 KV KURHA AG FEEDER | 034013 | 33/11 KV SARFAPUR SUBSTATION
04579849 | DLMS-Genus | 065 | TCPIP_DLMS | GSM | Feeder | 0306 | 203 | 11KV KARAJGAON GAOTHAN FEEDER | 034013 | 33/11 KV SARFAPUR SUBSTATION
13546708 | LnT | 053 | TCPIP_LnT_9600 | GSM | Feeder | 0306 | 206 | 11 KV NARSARY AG | 034051 | 33 KV NARSARI
18205935 | DLMS-LnT | 053 | TCPIP_DLMS | GSM | Feeder | 0306 | 202 | 11 KV PALA AG | 034056 | 33 KV SHIRAJGAON
15117360 | DLMS-LnT | 053 | TCPIP_DLMS | GSM | Feeder | 0306 | 207 | MUKTAGIRI HT FEEDER | 034038 | 33/11 KV KHARPI SUBSTATION
08026096 | DLMS-Genus | 065 | TCPIP_DLMS | GSM | Feeder | 0306 | 201 | 11KV TONDGAON | 034040 | 33 KV TONDGAON
08023432 | DLMS-Genus | 065 | TCPIP_DLMS | GSM | Feeder | 0306 | 202 | 11 KV TALEGAON | 034040 | 33 KV TONDGAON
12626749 | DLMS-LnT | 053 | TCPIP_DLMS | GSM | Feeder | 0306 | 204 | 11 KV MIDC | 034040 | 33 KV TONDGAON
12626590 | LnT | 053 | TCPIP_LnT_9600 | GSM | Feeder | 0306 | 207 | 11 KV KURHA GAOTHAN FEEDER | 034013 | 33/11 KV SARFAPUR SUBSTATION
12626592 | LnT | 053 | TCPIP_LnT_9600 | GSM | Feeder | 0306 | 203 | 11 KV Bihali | 034051 | 33 KV NARSARI
12626755 | LnT | 053 | TCPIP_LnT_9600 | GSM | Feeder | 0306 | 202 | 11 KV MALHARA AG | 034051 | 33 KV NARSARI
00310944 | DLMS-HPL | 076 | TCPIP_DLMS | GSM | Feeder | 0306 | 201 | 11 KV SHIRAJGAON AG FEEDER | 034013 | 33/11 KV SARFAPUR SUBSTATION
13546709 | LnT | 053 | TCPIP_LnT_9600 | GSM | Feeder | 0306 | 204 | 11KV Wadura | 034051 | 33 KV NARSARI
13546604 | LnT | 053 | TCPIP_LnT_9600 | GSM | Feeder | 0306 | 205 | 11 KV GAURKHEDA (G) | 034051 | 33 KV NARSARI
X0333339 | DLMS-Secure | 055 | TCPIP_DLMS | GSM | Feeder | 0306 | 209 | 11 KV SARFAPUR AG | 034013 | 33/11 KV SARFAPUR SUBSTATION
XC482299 | DLMS-Secure | 055 | TCPIP_DLMS | GSM | Feeder | 0306 | 201 | 11KV KARAJGAON U | 034098 | LAKHANWADI
XC482283 | DLMS-Secure | 055 | TCPIP_DLMS | GSM | Feeder | 0306 | 202 | 11KV MAKRAMPUR AG | 034098 | LAKHANWADI
XB448071 | DLMS-Secure | 055 | TCPIP_DLMS | GSM | Feeder | 0306 | 207 | 11 KV PANKHEL AG NO.2 | 034056 | 33 KV SHIRAJGAON
08026053 | DLMS-Genus | 065 | TCPIP_DLMS | GSM | Feeder | 0306 | 202 | 11 KV HATRU FEEDER | 032003 | 11/11 KV JARIDA SWITCHING SUBSTATION
XB449566 | DLMS-Secure | 055 | TCPIP_DLMS | GSM | Feeder | 0306 | 203 | 11 KV KHANDUKHEDA FEEDER | 032003 | 11/11 KV JARIDA SWITCHING SUBSTATION
08026087 | DLMS-Genus | 065 | TCPIP_DLMS | GSM | Feeder | 0306 | 201 | 11 KV JARIDA GAOTHAN | 032003 | 11/11 KV JARIDA SWITCHING SUBSTATION
X0494587 | DLMS-Secure | 055 | TCPIP_DLMS | GSM | Feeder | 0306 | 207 | 11KV NIMKUND GAOTHAN | 034051 | 33 KV NARSARI
XC482342 | DLMS-Secure | 055 | TCPIP_DLMS | GSM | Feeder | 0306 | 201 | 11KV MEGHANATHPUR GAOTHAN | 034106 | 33/11 KV MEGHANATHPUR
08026017 | DLMS-Genus | 065 | TCPIP_DLMS | GSM | Feeder | 0306 | 203 | 11KV BHUGAON AG | 034106 | 33/11 KV MEGHANATHPUR
X0354296 | DLMS-Secure | 055 | TCPIP_DLMS | GSM | Feeder | 0306 | 208 | 11KV DEURWADA AG | 034013 | 33/11 KV SARFAPUR SUBSTATION
MSP12596 | Secure | 055 | TCPIP_Secure | GSM | Feeder | 0306 | 206 | 11 KV LAKHANWADI AG FEEDER | 034013 | 33/11 KV SARFAPUR SUBSTATION
00309463 | DLMS-HPL | 076 | TCPIP_DLMS | GSM | Feeder | 0306 | 204 | DUMMY FEEDER | 034013 | 33/11 KV SARFAPUR SUBSTATION
00310237 | DLMS-HPL | 076 | TCPIP_DLMS | GSM | Feeder | 0306 | 205 | 11 KV KHARPI GAOTHAN FEEDER | 034038 | 33/11 KV KHARPI SUBSTATION
00310240 | DLMS-HPL | 076 | TCPIP_DLMS | GSM | Feeder | 0306 | 204 | 11 KV BAHIRAM AG FEEDER | 034038 | 33/11 KV KHARPI SUBSTATION
12627332 | DLMS-LnT | 053 | TCPIP_DLMS | GSM | Feeder | 0306 | 206 | 11 KV Narayanpur Ag | 034040 | 33 KV TONDGAON
00309750 | DLMS-HPL | 076 | TCPIP_DLMS | GSM | Feeder | 0306 | 203 | 11 KV SALEPUR AG FEEDER | 034038 | 33/11 KV KHARPI SUBSTATION
XC482358 | DLMS-Secure | 055 | TCPIP_DLMS | GSM | Feeder | 0306 | 203 | 11KV KONDWARDHA AG | 034098 | LAKHANWADI
18205934 | DLMS-LnT | 053 | TCPIP_DLMS | GSM | Feeder | 0306 | 201 | 11 KV SHIRAJGAON GAOTHAN | 034056 | 33 KV SHIRAJGAON
18205937 | DLMS-LnT | 053 | TCPIP_DLMS | GSM | Feeder | 0306 | 205 | 11 KV ANGATPUR AG | 034056 | 33 KV SHIRAJGAON
MSB61775 | Secure | 055 | TCPIP_Secure | GSM | Feeder | 0306 | 206 | 11 KV MUKTAGIRI AG FEEDER | 034038 | 33/11 KV KHARPI SUBSTATION
04579927 | DLMS-Genus | 065 | TCPIP_DLMS | GSM | Feeder | 0306 | 206 | 11 KV DEVAPUR FEEDER | 034056 | 33 KV SHIRAJGAON
18205947 | DLMS-LnT | 053 | TCPIP_DLMS | GSM | Feeder | 0306 | 205 | 11 KV Belaj | 034040 | 33 KV TONDGAON
XB448056 | DLMS-Secure | 055 | TCPIP_DLMS | GSM | Feeder | 0306 | 202 | 11KV MEGHANATHPUR AG | 034106 | 33/11 KV MEGHANATHPUR
13546605 | LnT | 053 | TCPIP_LnT_9600 | GSM | Feeder | 0306 | 201 | 11 KV MALHARA (G) | 034051 | 33 KV NARSARI
12626433 | LnT | 053 | TCPIP_DLMS | GSM | Feeder | 0306 | 203 | 11 KV PANKHEL AG | 034056 | 33 KV SHIRAJGAON
00310238 | DLMS-HPL | 076 | TCPIP_DLMS | GSM | Feeder | 0306 | 205 | 11KV RATANPUR AG FEEDER | 034013 | 33/11 KV SARFAPUR SUBSTATION
00381758 | DLMS-HPL | 076 | TCPIP_DLMS | GSM | Feeder | 3077 | 202 | 11 KV WADGAON | 034034 | 33 KV ASADPUR
15017523 | LnT | 053 | TCPIP_LnT_9600 | GSM | Feeder | 3077 | 204 | 11 KV KHALLAR AG FEEDER | 034034 | 33 KV ASADPUR
MSE70283 | Secure | 055 | TCPIP_Secure | GSM | Feeder | 3077 | 201 | 11 KV ASADPUR AG | 034034 | 33 KV ASADPUR
15010274 | LnT | 053 | TCPIP_LnT_9600 | GSM | Feeder | 3077 | 203 | 11 KV KASBEGAVAN [AG] | 034034 | 33 KV ASADPUR
00382344 | DLMS-HPL | 076 | TCPIP_DLMS | GSM | Feeder | 3077 | 206 | WASNI NEW AG | 034016 | 33KV ASEGAON
06600113 | LnT | 053 | TCPIP_LNT | GSM | Feeder | 3077 | 207 | 11KV ESEGAON AG | 034015 | 33KV RASEGAON
15017567 | LnT | 053 | TCPIP_LnT_9600 | GSM | Feeder | 3077 | 208 | GOVINDPUR (AG) | 034016 | 33KV ASEGAON
15017536 | LnT | 053 | TCPIP_LnT_9600 | GSM | Feeder | 3077 | 204 | 11 KV KOTGAWANDI | 034016 | 33KV ASEGAON
MSB61774 | Secure | 055 | TCPIP_Secure | GSM | Feeder | 3077 | 206 | KHALLAR GOATHAN | 034034 | 33 KV ASADPUR
X1092779 | DLMS-Secure | 055 | TCPIP_DLMS | GSM | Feeder | 3077 | 205 | 11 SURWADA AG | 034015 | 33KV RASEGAON
XG476986 | DLMS-Secure | 055 | TCPIP_DLMS | GSM | Feeder | 3077 | 201 | 11 KV TALANI AG | 034114 | HIRULPURNA
XG477004 | DLMS-Secure | 055 | TCPIP_DLMS | GSM | Feeder | 3077 | 202 | 11KV DHANORA GAOTHAN | 034114 | HIRULPURNA
XD453538 | DLMS-Secure | 055 | TCPIP_DLMS | GSM | Feeder | 3077 | 203 | 11KV TULJAPUR AG | 034114 | HIRULPURNA
MSP33239 | Secure | 055 | TCPIP_Secure | GSM | Feeder | 3077 | 205 | 11 KV ASADPUR GAONTHAN | 034034 | 33 KV ASADPUR
12484694 | LnT | 053 | TCPIP_LnT_9600 | GSM | Feeder | 3077 | 204 | 11KV YEOTA GAOTHAN | 034015 | 33KV RASEGAON
05103406 | Elster | 057 | TCPIP_Elster_RS232 | GSM | Feeder | 3077 | 202 | 11 KV YEOTA AG | 034015 | 33KV RASEGAON
08026021 | DLMS-Genus | 065 | TCPIP_DLMS | GSM | Feeder | 3077 | 201 | 11 KV RASEGAON | 034015 | 33KV RASEGAON
X1092751 | DLMS-Secure | 055 | TCPIP_DLMS | GSM | Feeder | 3077 | 203 | 11KV KAKAD AG | 034015 | 33KV RASEGAON
X1284410 | DLMS-Secure | 055 | TCPIP_DLMS | GSM | Feeder | 3077 | 201 | 11KV WASANI FEEDER | 034116 | 33/11KV SAWALAPUR (KHAIRI) SUBSTATION
X1318324 | DLMS-Secure | 055 | TCPIP_DLMS | GSM | Feeder | 3077 | 202 | 11KV KHAIRI FEEDER | 034116 | 33/11KV SAWALAPUR (KHAIRI) SUBSTATION
X1284485 | DLMS-Secure | 055 | TCPIP_DLMS | GSM | Feeder | 3077 | 203 | 11KV SAWALAPUR FEEDER | 034116 | 33/11KV SAWALAPUR (KHAIRI) SUBSTATION
X0401570 | DLMS-Secure | 055 | TCPIP_DLMS | GSM | Feeder | 3077 | 205 | 11KV ASEGAON(GAOTHAN) | 034016 | 33KV ASEGAON
X0401572 | DLMS-Secure | 055 | TCPIP_DLMS | GSM | Feeder | 3077 | 202 | 11 KV SAWALAPUR AG | 034016 | 33KV ASEGAON
X0401574 | DLMS-Secure | 055 | TCPIP_DLMS | GSM | Feeder | 3077 | 201 | 11 KV ASEGAON AG | 034016 | 33KV ASEGAON
17272866 | DLMS-LnT | 053 | TCPIP_DLMS | GSM | Feeder | 3077 | 205 | PACHAMBA | 034048 | 33 KV PARASAPUR
17272871 | DLMS-LnT | 053 | TCPIP_DLMS | GSM | Feeder | 3077 | 202 | GAOTHAN PARSAPUR | 034048 | 33 KV PARASAPUR
17272861 | DLMS-LnT | 053 | TCPIP_DLMS | GSM | Feeder | 3077 | 204 | BORALA | 034048 | 33 KV PARASAPUR
18205928 | DLMS-LnT | 053 | TCPIP_DLMS | GSM | Feeder | 3077 | 203 | WADGAON ( F ) | 034048 | 33 KV PARASAPUR
17272870 | DLMS-LnT | 053 | TCPIP_DLMS | GSM | Feeder | 3077 | 206 | KHANJMANAGAR | 034048 | 33 KV PARASAPUR
17272867 | DLMS-LnT | 053 | TCPIP_DLMS | GSM | Feeder | 3077 | 201 | TAWLAR | 034048 | 33 KV PARASAPUR
X0363023 | DLMS-Secure | 055 | TCPIP_DLMS | GSM | Feeder | 3077 | 203 | KHAMBORA(AG) | 034071 | 33 KV HARAM
XC458556 | DLMS-Secure | 055 | TCPIP_DLMS | GSM | Feeder | 3077 | 201 | HARAM (G) | 034071 | 33 KV HARAM
XC455067 | DLMS-Secure | 055 | TCPIP_DLMS | GSM | Feeder | 3077 | 202 | SHAHAPUR(AG) | 034071 | 33 KV HARAM
04579890 | DLMS-Genus | 065 | TCPIP_DLMS | GSM | Feeder | 3077 | 207 | POHRA (G) | 034016 | 33KV ASEGAON
08026060 | DLMS-Genus | 065 | TCPIP_DLMS | GSM | Feeder | 4767 | 216 | 11 KV JAYSTAMBH | 034078 | 33 KV PARATWADA SUBSTATION
18205951 | DLMS-LnT | 053 | NON_AMR_MODEM | GSM | Feeder | 4767 | 213 | 11 KV SPARE FEEDER 1 | 034078 | 33 KV PARATWADA SUBSTATION
18205952 | DLMS-LnT | 053 | TCPIP_DLMS | GSM | Feeder | 4767 | 214 | 11 KV BAITUL ROAD | 034078 | 33 KV PARATWADA SUBSTATION
18205949 | DLMS-LnT | 053 | TCPIP_DLMS | GSM | Feeder | 4767 | 211 | 11 KV CIVIL LINE | 034078 | 33 KV PARATWADA SUBSTATION
18205950 | DLMS-LnT | 053 | TCPIP_DLMS | GSM | Feeder | 4767 | 212 | 11 KV WAGHAMATA | 034078 | 33 KV PARATWADA SUBSTATION
MSP40648 | Secure | 055 | TCPIP_Secure | GSM | Feeder | 4767 | 202 | 11 KV ACHALPUR TOWN NO. 1 | 034081 | 33/11 KV SULTANPURA SUBSTATION
12629360 | DLMS-LnT | 053 | TCPIP_DLMS | GSM | Feeder | 4767 | 205 | 11 KV VIDARBHA MILL | 037016 | 132 KV ACHALPUR
12629363 | DLMS-LnT | 053 | TCPIP_DLMS | GSM | Feeder | 4767 | 202 | 11 KV ACHALPUR | 037016 | 132 KV ACHALPUR
12629359 | DLMS-LnT | 053 | TCPIP_DLMS | GSM | Feeder | 4767 | 203 | 11KV KANDLI | 037016 | 132 KV ACHALPUR
12629362 | DLMS-LnT | 053 | TCPIP_DLMS | GSM | Feeder | 4767 | 201 | 11 KV PARATWADA | 037016 | 132 KV ACHALPUR
12484410 | LnT | 053 | TCPIP_LnT_9600 | GSM | Feeder | 4767 | 205 | KHANAPUR GAOTHAN | 034081 | 33/11 KV SULTANPURA SUBSTATION
12484363 | LnT | 053 | TCPIP_LnT_9600 | GSM | Feeder | 4767 | 215 | 11 KV SPARE FEEDER 2 | 034078 | 33 KV PARATWADA SUBSTATION
12484331 | LnT | 053 | TCPIP_LnT_9600 | GSM | Feeder | 4767 | 204 | 11 KV NIJAMPUR AG | 034081 | 33/11 KV SULTANPURA SUBSTATION
MSP40610 | Secure | 055 | TCPIP_Secure | GSM | Feeder | 4767 | 201 | 11 KV ACHALPUR TOWN NO. 2 | 034081 | 33/11 KV SULTANPURA SUBSTATION
00310314 | DLMS-HPL | 076 | TCPIP_DLMS | GSM | Feeder | 1627 | 205 | 11 KV SHAHANUR [EXPRESS] | 034009 | 33KV PATHROT
XC413512 | DLMS-Secure | 055 | NON_AMR_MODEM | GSM | Feeder | 1627 | 203 | 11 KV BHUTOBA AG | 034096 | 33 KV PANDHARI
X0363026 | DLMS-Secure | 055 | NON_AMR_MODEM | GSM | Feeder | 1627 | 203 | 11 KV LAKHAD AG | 034095 | 33 KV LAKHAD
00309707 | DLMS-HPL | 076 | TCPIP_DLMS | GSM | Feeder | 1627 | 201 | 11 KV PATHROT [AG] | 034009 | 33KV PATHROT
MSP12580 | Secure | 055 | TCPIP_Secure | GSM | Feeder | 1627 | 207 | 11 KV LAKHAD OLD [AG] | 034029 | 33 KV BHANDARAJ
00309744 | DLMS-HPL | 076 | TCPIP_DLMS | GSM | Feeder | 1627 | 203 | 11 KV DAHIGAON [AG] | 034029 | 33 KV BHANDARAJ
XC458328 | DLMS-Secure | 055 | NON_AMR_MODEM | GSM | Feeder | 1627 | 201 | 11 KV DAHIGAON AG | 034095 | 33 KV LAKHAD
XC455068 | DLMS-Secure | 055 | NON_AMR_MODEM | GSM | Feeder | 1627 | 202 | 11 KV DAHIGAON GAOTHAN | 034095 | 33 KV LAKHAD
XC427345 | DLMS-Secure | 055 | NON_AMR_MODEM | GSM | Feeder | 1627 | 202 | 11 KV NEW PANDHARI AG | 034096 | 33 KV PANDHARI
XC427358 | DLMS-Secure | 055 | NON_AMR_MODEM | GSM | Feeder | 1627 | 201 | 11 KV RAMDEOBABA GAOTHAN | 034096 | 33 KV PANDHARI
12023341 | LnT | 053 | TCPIP_LnT_9600 | GSM | Feeder | 1627 | 205 | 11 KV SHIKSHAK COLONY | 034074 | 33 KV ANJANGAON
00310525 | DLMS-HPL | 076 | TCPIP_DLMS | GSM | Feeder | 1627 | 204 | 11 KV PARSAPUR [AG] | 034009 | 33KV PATHROT
00311019 | DLMS-HPL | 076 | TCPIP_DLMS | GSM | Feeder | 1627 | 206 | 11 KV PATHROT [G] | 034009 | 33KV PATHROT
X0399082 | DLMS-Secure | 055 | TCPIP_Secure | GSM | Feeder | 1627 | 202 | 11 KV KAPUSTALNI [AG] [FROM 132] | 037014 | 132 KV ANJANGAON
12484686 | LnT | 053 | TCPIP_LnT_9600 | GSM | Feeder | 1627 | 206 | 11 KV CHAUSALA [G] | 034029 | 33 KV BHANDARAJ
12484644 | LnT | 053 | TCPIP_LnT_9600 | GSM | Feeder | 1627 | 203 | 11 KV KAPUSTALANI [G] | 034053 | 33 KV KAPUSTALANI
12010613 | LnT | 053 | TCPIP_LnT_9600 | GSM | Feeder | 1627 | 206 | 11KV KAMALPUR MIX | 034053 | 33 KV KAPUSTALANI
12484674 | LnT | 053 | TCPIP_LnT_9600 | GSM | Feeder | 1627 | 202 | 11 KV VIHIGAON [G] | 034074 | 33 KV ANJANGAON
XB489580 | DLMS-Secure | 055 | TCPIP_DLMS | GSM | Feeder | 1627 | 204 | WADNER AG | 034055 | 33 KV KAKADA
X0401577 | DLMS-Secure | 055 | TCPIP_DLMS | GSM | Feeder | 1627 | 201 | 11 KV KAPUSTALNI [AG] | 034053 | 33 KV KAPUSTALANI
X0401578 | DLMS-Secure | 055 | TCPIP_DLMS | GSM | Feeder | 1627 | 205 | 11 KV PIMPALGAVHAN [AG] | 034053 | 33 KV KAPUSTALANI
X0401576 | DLMS-Secure | 055 | TCPIP_DLMS | GSM | Feeder | 1627 | 201 | 11 KV KAKADA [G] | 034055 | 33 KV KAKADA
X0401575 | DLMS-Secure | 055 | TCPIP_DLMS | GSM | Feeder | 1627 | 202 | 11 KV KUSHTA [AG] | 034055 | 33 KV KAKADA
X0401579 | DLMS-Secure | 055 | TCPIP_DLMS | GSM | Feeder | 1627 | 203 | 11 KV KOLHA [AG] | 034055 | 33 KV KAKADA
08026039 | DLMS-Genus | 065 | TCPIP_DLMS | GSM | Feeder | 1627 | 202 | 11 KV RATNAPUR [AG] | 034053 | 33 KV KAPUSTALANI
08026094 | DLMS-Genus | 065 | TCPIP_DLMS | GSM | Feeder | 1627 | 201 | 11 KV NAUGAJJI | 034074 | 33 KV ANJANGAON
04579855 | DLMS-Genus | 065 | TCPIP_DLMS | GSM | Feeder | 1627 | 207 | 11KV DHABA | 034009 | 33KV PATHROT
X2104833 | Secure | 055 | TCPIP_DLMS | GSM | Feeder | 1627 | 202 | 11 KV JAWALA AG | 034119 | NEW 33/11 KV KASBEGAVHAN SUB STATION
X2103566 | Secure | 055 | TCPIP_DLMS | GSM | Feeder | 1627 | 201 | NEW 11KV FEEDER 01 | 034119 | NEW 33/11 KV KASBEGAVHAN SUB STATION
04579872 | DLMS-Genus | 065 | TCPIP_DLMS | GSM | Feeder | 1627 | 203 | 11 KV GADGE BABA | 034074 | 33 KV ANJANGAON
X2104835 | Secure | 055 | TCPIP_DLMS | GSM | Feeder | 1627 | 203 | 11 KV KASBEGAVHAN GAOTHAN | 034119 | NEW 33/11 KV KASBEGAVHAN SUB STATION
X0654766 | DLMS-Secure | 055 | TCPIP_DLMS | GSM | Feeder | 1627 | 202 | DONGARGAON AG | 034108 | 33 KV CHINCHONA SUB STATION
XE420112 | Secure | 055 | TCPIP_Secure | GSM | Feeder | 1627 | 201 | HIRAPUR GAOTHAN | 034108 | 33 KV CHINCHONA SUB STATION
18205959 | DLMS-LnT | 053 | TCPIP_DLMS | GSM | Feeder | 1627 | 204 | 11 KV TURKHED [AG] | 034063 | 33 KV KARALA
X1092782 | DLMS-Secure | 055 | TCPIP_DLMS | GSM | Feeder | 1627 | 204 | 11 KV NIMKHED [AG] | 034029 | 33 KV BHANDARAJ
18205953 | DLMS-LnT | 053 | TCPIP_DLMS | GSM | Feeder | 1627 | 202 | 11 KV KARLA [G] | 034063 | 33 KV KARALA
00309743 | DLMS-HPL | 076 | TCPIP_DLMS | GSM | Feeder | 1627 | 202 | 11 KV SHINDI [AG] | 034009 | 33KV PATHROT
12626751 | DLMS-LnT | 053 | TCPIP_DLMS | GSM | Feeder | 1627 | 206 | 11 KV DEONATH | 034074 | 33 KV ANJANGAON
XE419610 | DLMS-Secure | 055 | TCPIP_DLMS | GSM | Feeder | 1627 | 203 | 11 KV SAWARPANI | 034108 | 33 KV CHINCHONA SUB STATION
13546606 | LnT | 053 | TCPIP_LnT_9600 | GSM | Feeder | 1627 | 201 | 11 KV SATEGAON [G] | 034029 | 33 KV BHANDARAJ
18205948 | DLMS-LnT | 053 | TCPIP_DLMS | GSM | Feeder | 1627 | 203 | 11 KV KARLA [AG] | 034063 | 33 KV KARALA
00309741 | DLMS-HPL | 076 | TCPIP_DLMS | GSM | Feeder | 1627 | 203 | 11 KV BHILONA [AG] | 034009 | 33KV PATHROT
06600126 | LnT | 053 | TCPIP_LNT | GSM | Feeder | 4847 | 211 | 11 KV HANVATKHEDA AG | 034033 | 33 KV DHAMANGAON
06600124 | LnT | 053 | TCPIP_LNT | GSM | Feeder | 4847 | 210 | 11 KV HANVATKHEDA GAOTHAN | 034033 | 33 KV DHAMANGAON
04579889 | DLMS-Genus | 065 | TCPIP_DLMS | GSM | Feeder | 4847 | 209 | 11 KV DHAMANGAON GADHI | 034033 | 33 KV DHAMANGAON
XF471057 | DLMS-Secure | 055 | TCPIP_DLMS | GSM | Feeder | 4847 | 204 | CHANDRABHAGA PROJECT | 034033 | 33 KV DHAMANGAON
12010729 | LnT | 053 | TCPIP_LnT_9600 | GSM | Feeder | 4847 | 205 | 11 KV Chikhaldara Town | 034008 | 33 KV CHIKHALDARA
X0444699 | DLMS-Secure | 055 | TCPIP_DLMS | GSM | Feeder | 4847 | 213 | DEOGAON GAOTHAN | 034033 | 33 KV DHAMANGAON
12484628 | LnT | 053 | TCPIP_LnT_9600 | GSM | Feeder | 4847 | 207 | 11 KV Mozari | 034008 | 33 KV CHIKHALDARA
MSE70227 | Secure | 055 | TCPIP_Secure | GSM | Feeder | 4847 | 212 | 11 KV WAZZAR | 034033 | 33 KV DHAMANGAON
07410551 | LnT | 053 | TCPIP_LNT | GSM | Feeder | 4847 | 208 | 11 KV EKLASHPUR | 034033 | 33 KV DHAMANGAON
X0494619 | DLMS-Secure | 055 | TCPIP_DLMS | GSM | Feeder | 4847 | 214 | DHOTARKHEDA GAOTHAN | 034033 | 33 KV DHAMANGAON
12484622 | LnT | 053 | TCPIP_LnT_9600 | GSM | Feeder | 4847 | 206 | 11 KV Salona | 034008 | 33 KV CHIKHALDARA
XC482290 | Secure | 055 | TCPIP_Secure | GSM | Feeder | 1635 | 201 | 11KV KALASHI GAOTHAN | 034105 | 33/11 KV AMLA
18205968 | DLMS-LnT | 053 | TCPIP_DLMS | GSM | Feeder | 1635 | 213 | 11KV CHINCHOLI GAOTHAN | 034054 | 33/11KV NIMBHARI
XD453558 | Secure | 055 | TCPIP_Secure | GSM | Feeder | 1635 | 201 | 11 KV LASUR | 034110 | 33/11 KV RAMTIRTH
XE419588 | Secure | 055 | TCPIP_Secure | GSM | Feeder | 1635 | 202 | 11 KV TONGLABAD | 034110 | 33/11 KV RAMTIRTH
X1257051 | DLMS-Secure | 055 | TCPIP_DLMS | GSM | Feeder | 1635 | 210 | 11 KV UMARI | 034011 | 33/11 KV YEODA
11533152 | LnT | 053 | TCPIP_LnT_9600 | GSM | Feeder | 1635 | 214 | 11 KV SAI NAGAR | 034077 | 33/11 KV GAIWADI SUBSTATION
00309643 | DLMS-HPL | 076 | TCPIP_DLMS | GSM | Feeder | 1635 | 204 | 11KV SOOTGIRANI | 034010 | 33/11KV DARYAPUR
00310320 | DLMS-HPL | 076 | TCPIP_DLMS | GSM | Feeder | 1635 | 202 | 11 KV RAMTIRTH | 034010 | 33/11KV DARYAPUR
00309342 | DLMS-HPL | 076 | TCPIP_DLMS | GSM | Feeder | 1635 | 201 | 11 KV DARYAPUR RURAL | 034010 | 33/11KV DARYAPUR
00309701 | DLMS-HPL | 076 | TCPIP_DLMS | GSM | Feeder | 1635 | 209 | 11KV YEODA | 034011 | 33/11 KV YEODA
00310219 | DLMS-HPL | 076 | TCPIP_DLMS | GSM | Feeder | 1635 | 208 | 11 KV RAMAGAD | 034011 | 33/11 KV YEODA
11533065 | LnT | 053 | TCPIP_LnT_9600 | GSM | Feeder | 1635 | 216 | 11 KV INDUSTRIAL | 034077 | 33/11 KV GAIWADI SUBSTATION
11533138 | LnT | 053 | TCPIP_LnT_9600 | GSM | Feeder | 1635 | 215 | 11 KV TAKALI | 034077 | 33/11 KV GAIWADI SUBSTATION
00309645 | DLMS-HPL | 076 | TCPIP_DLMS | GSM | Feeder | 1635 | 203 | 11 KV DARYAPUR TOWN | 034010 | 33/11KV DARYAPUR
07327474 | LnT | 053 | TCPIP_LNT | GSM | Feeder | 1635 | 207 | 11 KV KHOLAPUR W/W | 034012 | 33KV/11KV KHOLAPUR
XC439851 | DLMS-Secure | 055 | TCPIP_DLMS | GSM | Feeder | 1635 | 206 | 11 KV KHOLAPUR GAOTHAN | 034012 | 33KV/11KV KHOLAPUR
XC439850 | DLMS-Secure | 055 | TCPIP_DLMS | GSM | Feeder | 1635 | 209 | KHOLAPUR AG | 034012 | 33KV/11KV KHOLAPUR
15003679 | LnT | 053 | TCPIP_LnT_9600 | GSM | Feeder | 1635 | 208 | 11 KV KHALKONI | 034012 | 33KV/11KV KHOLAPUR
15003626 | LnT | 053 | TCPIP_LnT_9600 | GSM | Feeder | 1635 | 205 | 11 KV WATHODA AG | 034012 | 33KV/11KV KHOLAPUR
18205966 | DLMS-LnT | 053 | TCPIP_DLMS | GSM | Feeder | 1635 | 212 | 11 KV MURHA | 034054 | 33/11KV NIMBHARI
XC447219 | DLMS-Secure | 055 | TCPIP_DLMS | GSM | Feeder | 1635 | 203 | 11KV GAURKHEDA AG | 034084 | 33/11KV KHALLAR SUB STATION
XC447226 | DLMS-Secure | 055 | TCPIP_DLMS | GSM | Feeder | 1635 | 201 | 11KV KHALLAR GAOTHAN | 034084 | 33/11KV KHALLAR SUB STATION
X0363018 | DLMS-Secure | 055 | TCPIP_DLMS | GSM | Feeder | 1635 | 202 | 11KV KHALLAR AG | 034084 | 33/11KV KHALLAR SUB STATION
X1603072 | DLMS-Secure | 055 | TCPIP_DLMS | GSM | Feeder | 1635 | 205 | 11KV BANOSA NEW | 034010 | 33/11KV DARYAPUR
X1603082 | DLMS-Secure | 055 | TCPIP_DLMS | GSM | Feeder | 1635 | 204 | 11KV KOKARDA NEW | 034054 | 33/11KV NIMBHARI
X0444723 | Secure | 055 | TCPIP_DLMS | GSM | Feeder | 1635 | 202 | 11KV RUNMOCHAN AG | 034105 | 33/11 KV AMLA
18205967 | DLMS-LnT | 053 | TCPIP_DLMS | GSM | Feeder | 1635 | 211 | 11 KV KUMBHARGAON | 034054 | 33/11KV NIMBHARI
X0494637 | Secure | 055 | TCPIP_DLMS | GSM | Feeder | 1635 | 203 | 11KV THILLORI GAOTHAN | 034105 | 33/11 KV AMLA
17272862 | DLMS-LnT | 053 | TCPIP_DLMS | GSM | Feeder | 3085 | 201 | 11 KV Dharni | 034014 | 33 KV DHARNI
18205932 | DLMS-LnT | 053 | TCPIP_DLMS | GSM | Feeder | 3085 | 213 | 11 KV SUSARDA | 034007 | 33 KV DABAKA
18205930 | DLMS-LnT | 053 | TCPIP_DLMS | GSM | Feeder | 3085 | 215 | 11 KV NARDU | 034007 | 33 KV DABAKA
XC413340 | DLMS-Secure | 055 | TCPIP_DLMS | GSM | Feeder | 3085 | 201 | 11 KV KUTANGA | 034072 | 33 KV DHAKARMAL
XC413336 | DLMS-Secure | 055 | TCPIP_DLMS | GSM | Feeder | 3085 | 202 | 11 KV DIYA | 034072 | 33 KV DHAKARMAL
XC413345 | DLMS-Secure | 055 | TCPIP_DLMS | GSM | Feeder | 3085 | 203 | 11KV BHOKARBADI GAOTHAN | 034082 | GONDWADI (KALAMKHAR)
18205929 | DLMS-LnT | 053 | TCPIP_DLMS | GSM | Feeder | 3085 | 214 | 11 KV CHENDU | 034007 | 33 KV DABAKA
18205954 | DLMS-LnT | 053 | TCPIP_DLMS | GSM | Feeder | 3085 | 206 | 11KV PATIYA | 034062 | 33KV KADHAV S.S
XB449570 | DLMS-Secure | 055 | TCPIP_DLMS | GSM | Feeder | 3085 | 203 | 11 KV SHIRPUR | 034014 | 33 KV DHARNI
XC413335 | DLMS-Secure | 055 | TCPIP_DLMS | GSM | Feeder | 3085 | 208 | CHAKARDA | 034062 | 33KV KADHAV S.S
14033702 | LnT | 053 | TCPIP_LnT_9600 | GSM | Feeder | 3085 | 208 | 11 KV BHOKARBARDI | 034082 | GONDWADI (KALAMKHAR)
14033668 | LnT | 053 | TCPIP_LnT_9600 | GSM | Feeder | 3085 | 209 | 11 KV KALAMKHAR | 034082 | GONDWADI (KALAMKHAR)
18205955 | DLMS-LnT | 053 | TCPIP_DLMS | GSM | Feeder | 3085 | 207 | 11KV HARISAL | 034062 | 33KV KADHAV S.S
X0402207 | DLMS-Secure | 055 | TCPIP_DLMS | GSM | Feeder | 3085 | 202 | 11 KV Dhakana | 034014 | 33 KV DHARNI
XC413346 | DLMS-Secure | 055 | TCPIP_DLMS | GSM | Feeder | 3085 | 210 | KALAMKER GAOTHAN | 034082 | GONDWADI (KALAMKHAR)
XC413344 | DLMS-Secure | 055 | TCPIP_DLMS | GSM | Feeder | 3085 | 202 | 11 KV RATNAPUR GAOTHAN | 034082 | GONDWADI (KALAMKHAR)
X1928717 | DLMS-Secure | 055 | TCPIP_DLMS | GSM | Feeder | 2984 | 205 | 11 KV CHINCHOLI AG | 034050 | 33 KV SHIRALA SUB - STATION
00568160 | DLMS-HPL | 076 | TCPIP_DLMS | GSM | Feeder | 2984 | 205 | 11 KV BORGAON AG | 034057 | 33 KV NANDGAONPETH S/S.
XB424170 | DLMS-Secure | 055 | TCPIP_DLMS | GSM | Feeder | 2984 | 201 | 11 KV PRATAP | 034087 | SURYALAXMI MIDC
XB428739 | DLMS-Secure | 055 | TCPIP_DLMS | GSM | Feeder | 2984 | 202 | 11 KV SAWARDI MIDC | 034087 | SURYALAXMI MIDC
18205936 | DLMS-LnT | 053 | TCPIP_DLMS | GSM | Feeder | 2984 | 201 | 11 KV SHIRALA FEEDER | 034050 | 33 KV SHIRALA SUB - STATION
18205938 | DLMS-LnT | 053 | TCPIP_DLMS | GSM | Feeder | 2984 | 202 | 11 KV PUSADA FEEDER | 034050 | 33 KV SHIRALA SUB - STATION
18205926 | DLMS-LnT | 053 | TCPIP_DLMS | GSM | Feeder | 2984 | 203 | 11 KV ROHANKHEDA FEEDER | 034050 | 33 KV SHIRALA SUB - STATION
14033715 | LnT | 053 | TCPIP_LnT_9600 | GSM | Feeder | 2984 | 203 | 11 KV WATER WORKS MIDC | 034080 | 33 KV TEXTILE ZONE 1 NANDGAONPETH
XF460455 | DLMS-Secure | 055 | TCPIP_DLMS | GSM | Feeder | 2984 | 407 | 33 KV TECHNOCRAFT | 034088 | VHM MIDC
00568179 | DLMS-HPL | 076 | TCPIP_DLMS | GSM | Feeder | 2984 | 202 | 11 KV NANDGAONPETH MIDC | 034057 | 33 KV NANDGAONPETH S/S.
XC435775 | DLMS-Secure | 055 | TCPIP_DLMS | GSM | Feeder | 2984 | 404 | 33 KV SIYARAM | 034088 | VHM MIDC
X0209715 | DLMS-Secure | 055 | NON_AMR_MODEM | GSM | Feeder | 2984 | 402 | 33 KV RAYMOND | 034088 | VHM MIDC
00310926 | DLMS-HPL | 076 | TCPIP_DLMS | GSM | Feeder | 2984 | 206 | 11 KV DAWARGAON AG | 034003 | 33KV S/S MAHULI
00309444 | DLMS-HPL | 076 | TCPIP_DLMS | GSM | Feeder | 2984 | 201 | 11 KV DAWARGAON GAOTHAN | 034003 | 33KV S/S MAHULI
07327421 | LnT | 053 | TCPIP_LNT | GSM | Feeder | 2984 | 204 | 11KV SURJABHIVASAN | 034032 | 33 KV S/S MARDI
08026028 | DLMS-Genus | 065 | TCPIP_DLMS | GSM | Feeder | 2984 | 205 | 11 KV MAHULI GAOTHAN | 034003 | 33KV S/S MAHULI
11094178 | LnT | 053 | TCPIP_LnT_9600 | GSM | Feeder | 2984 | 204 | DEVARA DEVARI AG | 034050 | 33 KV SHIRALA SUB - STATION
XB424164 | DLMS-Secure | 055 | TCPIP_DLMS | GSM | Feeder | 2984 | 207 | 11 KV YAWALI GAOTHAN | 034003 | 33KV S/S MAHULI
00568165 | DLMS-HPL | 076 | TCPIP_DLMS | GSM | Feeder | 2984 | 202 | 11 KV YAWALI AG FEEDER | 034003 | 33KV S/S MAHULI
XB424163 | DLMS-Secure | 055 | TCPIP_DLMS | GSM | Feeder | 2984 | 202 | 11 KV NEW VHM FEEDER | 034088 | VHM MIDC
08026083 | DLMS-Genus | 065 | TCPIP_DLMS | GSM | Feeder | 2984 | 206 | 11 KV KATHORA AG FEEDER | 034057 | 33 KV NANDGAONPETH S/S.
03015084 | Genus | 065 | TCPIP_Genus | GSM | Feeder | 2984 | 201 | 11 KV KARLA AG FEEDER | 034032 | 33 KV S/S MARDI
XC435802 | DLMS-Secure | 055 | NON_AMR_MODEM | GSM | Feeder | 2984 | 403 | 33 KV DAMODAR | 034088 | VHM MIDC
00310835 | DLMS-HPL | 076 | TCPIP_DLMS | GSM | Feeder | 2984 | 203 | 11 KV MAHULI AG FEEDER | 034003 | 33KV S/S MAHULI
15104026 | LnT | 053 | TCPIP_LnT_9600 | GSM | Feeder | 2984 | 401 | VHM EXPRESS | 034088 | VHM MIDC
14095604 | LnT | 053 | TCPIP_LnT_9600 | GSM | Feeder | 2984 | 401 | 33 KV GOLDEN FIBRES LLP (SIYARAM) | 034080 | 33 KV TEXTILE ZONE 1 NANDGAONPETH
X2004665 | DLMS-Secure | 055 | TCPIP_DLMS | GSM | Feeder | 2984 | 203 | 11 KV SHRIDHAR | 034087 | SURYALAXMI MIDC
00568156 | DLMS-HPL | 076 | TCPIP_DLMS | GSM | Feeder | 2984 | 207 | 11 KV BYSILAND | 034057 | 33 KV NANDGAONPETH S/S.
00568177 | DLMS-HPL | 076 | TCPIP_DLMS | GSM | Feeder | 2984 | 203 | 11 KV SHEVATI GAOTHAN FEEDER | 034057 | 33 KV NANDGAONPETH S/S.
X0402205 | DLMS-Secure | 055 | TCPIP_DLMS | GSM | Feeder | 2984 | 205 | 11 KV INDUSTRIAL FEEDR | 034032 | 33 KV S/S MARDI
14033719 | LnT | 053 | TCPIP_LnT_9600 | GSM | Feeder | 2984 | 205 | 11 KV SMS FEEDER | 034080 | 33 KV TEXTILE ZONE 1 NANDGAONPETH
08026059 | DLMS-Genus | 065 | TCPIP_DLMS | GSM | Feeder | 2984 | 206 | 11 KV VIRGAVHAN (G) | 034032 | 33 KV S/S MARDI
14017371 | LnT | 053 | TCPIP_LnT_9600 | GSM | Feeder | 2984 | 204 | 11 KV BALESHWAR | 034080 | 33 KV TEXTILE ZONE 1 NANDGAONPETH
X1928736 | DLMS-Secure | 055 | TCPIP_DLMS | GSM | Feeder | 2984 | 210 | 11 KV DHANORA KOKATE AG | 034003 | 33KV S/S MAHULI
X1901192 | DLMS-Secure | 055 | TCPIP_DLMS | GSM | Feeder | 2984 | 208 | 11 KV ADGAON AG | 034003 | 33KV S/S MAHULI
06600093 | LnT | 053 | TCPIP_LNT | GSM | Feeder | 2984 | 202 | 11 KV MARDI | 034032 | 33 KV S/S MARDI
03006351 | Genus | 065 | TCPIP_Genus | GSM | Feeder | 2984 | 203 | 11 KV VIRGAVHAN | 034032 | 33 KV S/S MARDI
X1092786 | DLMS-Secure | 055 | TCPIP_DLMS | GSM | Feeder | 2984 | 204 | 11 KV M.I.D.C. FEEDER | 034003 | 33KV S/S MAHULI
14033728 | LnT | 053 | TCPIP_LnT_9600 | GSM | Feeder | 2984 | 201 | 11KV SHYAM INDOFAB | 034080 | 33 KV TEXTILE ZONE 1 NANDGAONPETH
12484703 | LnT | 053 | TCPIP_LnT_9600 | GSM | Feeder | 2984 | 202 | 11 KV VHM FEEDER | 034080 | 33 KV TEXTILE ZONE 1 NANDGAONPETH
XB428746 | DLMS-Secure | 055 | TCPIP_DLMS | GSM | Feeder | 2984 | 204 | 11 KV JALKA GAOTHAN | 034057 | 33 KV NANDGAONPETH S/S.
MSB11351 | Secure | 055 | TCPIP_Secure | GSM | Feeder | 1678 | 202 | 11 KV LONI GAOTHAN FEEDER | 034061 | 33 KV LONI S/STN
MSB11341 | Secure | 055 | TCPIP_Secure | GSM | Feeder | 1678 | 203 | 11 KV FULAMALA AG | 034061 | 33 KV LONI S/STN
12023342 | LnT | 053 | TCPIP_LnT_9600 | GSM | Feeder | 1678 | 205 | 11 KV SHIVA-BIO CHEM EXPRESS FDR | 034061 | 33 KV LONI S/STN
00309376 | DLMS-HPL | 076 | TCPIP_DLMS | GSM | Feeder | 1678 | 205 | 11KV SAONER GAOTHAN FEEDER | 034027 | 33KV BADNERA RURAL
MSB11344 | Secure | 055 | TCPIP_Secure | GSM | Feeder | 1678 | 204 | 11 KV HIWARA AG FEEDER | 034061 | 33 KV LONI S/STN
07170746 | LnT | 053 | TCPIP_LNT | GSM | Feeder | 1678 | 206 | 11 KV MORGAON GAOTHAN | 034027 | 33KV BADNERA RURAL
00309889 | DLMS-HPL | 076 | TCPIP_DLMS | GSM | Feeder | 1678 | 203 | 11 KV LONI AG FEEDER | 034027 | 33KV BADNERA RURAL
XD413086 | DLMS-Secure | 055 | TCPIP_DLMS | GSM | Feeder | 1678 | 202 | 11 KV SHELUGUND AG FEEDER | 034102 | 33KV DHANORA FASI
XD413129 | DLMS-Secure | 055 | TCPIP_DLMS | GSM | Feeder | 1678 | 203 | 11 KV DHANORA FASI GAOTHAN | 034102 | 33KV DHANORA FASI
XD413102 | DLMS-Secure | 055 | TCPIP_DLMS | GSM | Feeder | 1678 | 201 | 11 KV DHAWALSARI AG FEEDER | 034102 | 33KV DHANORA FASI
XC411967 | DLMS-Secure | 055 | TCPIP_DLMS | GSM | Feeder | 1678 | 401 | 33 KV DHANORA FASI FEEDER | 034061 | 33 KV LONI S/STN
00309441 | DLMS-HPL | 076 | TCPIP_DLMS | GSM | Feeder | 1678 | 204 | 11 KV NANDGAON KH AG FEEDER | 034027 | 33KV BADNERA RURAL
00310924 | DLMS-HPL | 076 | TCPIP_DLMS | GSM | Feeder | 1678 | 201 | 11 KV HT FEEDER | 034027 | 33KV BADNERA RURAL
04579916 | DLMS-Genus | 065 | TCPIP_DLMS | GSM | Feeder | 1678 | 404 | 33KV BHASKAR EXPRESS | 034027 | 33KV BADNERA RURAL
16047632 | LnT | 053 | TCPIP_LnT_9600 | GSM | Feeder | 1678 | 202 | 11 KV CHOR MAHULI GAOTHAN | 034090 | 33/11 KV JANUNA SUB STATION
03006997 | Genus | 065 | TCPIP_Genus | GSM | Feeder | 1678 | 203 | 11 KV ARHAD GAOTHAN FEEDER | 034060 | 33 KV ANJANGAON BARI SUB STATION
08026042 | DLMS-Genus | 065 | TCPIP_DLMS | GSM | Feeder | 1678 | 202 | 11 KV ANJANGAON BARI AG FEEDER | 034027 | 33KV BADNERA RURAL
18205970 | DLMS-LnT | 053 | TCPIP_DLMS | GSM | Feeder | 1678 | 201 | 11 KV NIRSANA AG WITH SDT | 034060 | 33 KV ANJANGAON BARI SUB STATION
X1251769 | DLMS-Secure | 055 | TCPIP_DLMS | GSM | Feeder | 1678 | 206 | 11 KV WADURA AG FEEDER | 034061 | 33 KV LONI S/STN
MSB11339 | Secure | 055 | TCPIP_Secure | GSM | Feeder | 1678 | 201 | 11 KV WATPUR GAOTHAN FEEDER | 034061 | 33 KV LONI S/STN
07327424 | LnT | 053 | TCPIP_LNT | GSM | Feeder | 1678 | 202 | 11 KV ANJANGAON BARI GAOTHAN FEEDER | 034060 | 33 KV ANJANGAON BARI SUB STATION
07327423 | LnT | 053 | TCPIP_LNT | GSM | Feeder | 1678 | 204 | 11 KV SATARGAON AG FEEDER | 034060 | 33 KV ANJANGAON BARI SUB STATION
16011692 | LnT | 053 | TCPIP_LnT_9600 | GSM | Feeder | 1678 | 201 | 11 KV RURAL INDUSTRIAL FEEDER | 034090 | 33/11 KV JANUNA SUB STATION
16047645 | LnT | 053 | TCPIP_LnT_9600 | GSM | Feeder | 1678 | 203 | 11 KV SAONER AG FEEDER | 034090 | 33/11 KV JANUNA SUB STATION
X1603104 | DLMS-Secure | 055 | TCPIP_DLMS | GSM | Feeder | 4790 | 201 | 11 KV ASHTI (RAMA G) FEEDER | 034118 | 33/11 KV ASHTI SUBSTATION
X1603078 | DLMS-Secure | 055 | TCPIP_DLMS | GSM | Feeder | 4790 | 202 | 11 KV PURNANAGAR AG | 034118 | 33/11 KV ASHTI SUBSTATION
X1603038 | DLMS-Secure | 055 | TCPIP_DLMS | GSM | Feeder | 4790 | 204 | 11 KV TAKARKHEDA SHAMBHU GAOTHAN | 034118 | 33/11 KV ASHTI SUBSTATION
X1603030 | DLMS-Secure | 055 | TCPIP_DLMS | GSM | Feeder | 4790 | 205 | 11 KV TAKARKHEDA SHAMBHU AG | 034118 | 33/11 KV ASHTI SUBSTATION
X1603028 | DLMS-Secure | 055 | TCPIP_DLMS | GSM | Feeder | 4790 | 206 | 11 SAUR AG | 034118 | 33/11 KV ASHTI SUBSTATION
MSB11332 | Secure | 055 | TCPIP_Secure | GSM | Feeder | 4790 | 205 | 11 kv New Khartalegaon | 034025 | 33 KV WALGAON S/STN
MSB11367 | Secure | 055 | TCPIP_Secure | GSM | Feeder | 4790 | 204 | 11 KV NAYA AKOLA FEEDER | 034025 | 33 KV WALGAON S/STN
MSB11360 | Secure | 055 | TCPIP_Secure | GSM | Feeder | 4790 | 202 | 11 KV GANOJADEVI | 034006 | 33 KV BHATKULI
X0401583 | DLMS-Secure | 055 | TCPIP_DLMS | GSM | Feeder | 4790 | 201 | 11 KV WALGAON FEEDER | 034025 | 33 KV WALGAON S/STN
X0401582 | DLMS-Secure | 055 | TCPIP_DLMS | GSM | Feeder | 4790 | 202 | 11 KV ASHTI AG FEEDER | 034025 | 33 KV WALGAON S/STN
MSB11333 | Secure | 055 | TCPIP_Secure | GSM | Feeder | 4790 | 203 | 11 KV NIMBHA | 034006 | 33 KV BHATKULI
MSB11334 | Secure | 055 | TCPIP_Secure | GSM | Feeder | 4790 | 204 | 11 KV BHATKULI | 034006 | 33 KV BHATKULI
MSB11342 | Secure | 055 | TCPIP_Secure | GSM | Feeder | 4790 | 203 | 11 KV KAMUNJA FEEDER | 034025 | 33 KV WALGAON S/STN
MSB11352 | Secure | 055 | TCPIP_Secure | GSM | Feeder | 4790 | 201 | 11 KV SAYAT FEEDER | 034006 | 33 KV BHATKULI
16047661 | LnT | 053 | TCPIP_LnT_9600 | GSM | Feeder | 3000 | 201 | 11 KV AMLA | 034093 | 33/11 KV AMLA SUB STATION
16011584 | LnT | 053 | TCPIP_LnT_9600 | GSM | Feeder | 3000 | 203 | 11 KV RAJURA AG NEW | 034086 | 33 KV RAJURA SUB STATION
X0239576 | DLMS-Secure | 055 | TCPIP_DLMS | GSM | Feeder | 3000 | 203 | 11 KV SHIRAJGAON | 034104 | 33/11 KV CHANDUR RLY MIDC
X0399495 | DLMS-Secure | 055 | TCPIP_DLMS | GSM | Feeder | 3000 | 202 | 11 KV JAWALA AG FEEDER | 034004 | 33KV GHUIKHED SUBSTATION
11115354 | LnT | 053 | TCPIP_LnT_9600 | GSM | Feeder | 3000 | 206 | 11KV MIDC FEEDER | 034070 | 33 KV CHANDUR (RLY) SUB STN
11115441 | LnT | 053 | TCPIP_LnT_9600 | GSM | Feeder | 3000 | 203 | 11 KV SATEFAL FEEDER | 034070 | 33 KV CHANDUR (RLY) SUB STN
11115362 | LnT | 053 | TCPIP_LnT_9600 | GSM | Feeder | 3000 | 202 | 11KV KURHA FEEDER | 034070 | 33 KV CHANDUR (RLY) SUB STN
11094214 | LnT | 053 | TCPIP_LnT_9600 | GSM | Feeder | 3000 | 204 | 11 KV RAJURA GAOTHAN | 034004 | 33KV GHUIKHED SUBSTATION
16002794 | LnT | 053 | TCPIP_LnT_9600 | GSM | Feeder | 3000 | 203 | 11 KV JALKA JAGTAP FEEDER | 034093 | 33/11 KV AMLA SUB STATION
00309705 | DLMS-HPL | 076 | TCPIP_DLMS | GSM | Feeder | 3000 | 207 | 11 WATER WORKS EXPRESS FEEDER | 034070 | 33 KV CHANDUR (RLY) SUB STN
X1284411 | DLMS-Secure | 055 | TCPIP_DLMS | GSM | Feeder | 3000 | 205 | 11 KV WAGHODA AG FEEDER | 034086 | 33 KV RAJURA SUB STATION
12627524 | DLMS-LnT | 053 | TCPIP_DLMS | GSM | Feeder | 3000 | 201 | 11 KV PARDI AG | 034031 | 33 KV MALKHED
13546667 | DLMS-LnT | 053 | TCPIP_DLMS | GSM | Feeder | 3000 | 203 | 11 KV KAWATHA AG FEEDER | 034031 | 33 KV MALKHED
11115381 | LnT | 053 | TCPIP_LnT_9600 | GSM | Feeder | 3000 | 205 | 11KV DHANORA FEEDER | 034070 | 33 KV CHANDUR (RLY) SUB STN
X0239577 | DLMS-Secure | 055 | TCPIP_DLMS | GSM | Feeder | 3000 | 204 | 11 KV CHR RLY TOWN FEEDER | 034104 | 33/11 KV CHANDUR RLY MIDC
X0398818 | DLMS-Secure | 055 | TCPIP_DLMS | GSM | Feeder | 3000 | 202 | 11 KV PATHERGAON AG FEEDER | 034093 | 33/11 KV AMLA SUB STATION
11115409 | LnT | 053 | TCPIP_LnT_9600 | GSM | Feeder | 3000 | 204 | 11 KV MANJARKHED FEEDER | 034070 | 33 KV CHANDUR (RLY) SUB STN
11115389 | LnT | 053 | TCPIP_LnT_9600 | GSM | Feeder | 3000 | 201 | 11KV CHANDUR RLY URBAN | 034070 | 33 KV CHANDUR (RLY) SUB STN
X0399493 | DLMS-Secure | 055 | TCPIP_DLMS | GSM | Feeder | 3000 | 201 | 11 KV GHUIKHED FEEDER | 034004 | 33KV GHUIKHED SUBSTATION
18205972 | DLMS-LnT | 053 | TCPIP_DLMS | GSM | Feeder | 3000 | 202 | 11 KV MALKHED | 034031 | 33 KV MALKHED
X0399494 | DLMS-Secure | 055 | TCPIP_DLMS | GSM | Feeder | 3000 | 203 | 11KV BAGGI FEEDER | 034004 | 33KV GHUIKHED SUBSTATION
16047622 | LnT | 053 | TCPIP_LnT_9600 | GSM | Feeder | 3000 | 204 | 11 KV PATHERGAON GAOTHAN | 034093 | 33/11 KV AMLA SUB STATION
X0239554 | DLMS-Secure | 055 | TCPIP_DLMS | GSM | Feeder | 3000 | 201 | 11 KV MIDC FEEDER | 034104 | 33/11 KV CHANDUR RLY MIDC
X1304755 | DLMS-Secure | 055 | TCPIP_DLMS | GSM | Feeder | 3000 | 204 | NCCL SULTANPUR EXPRESS FEEDER | 034086 | 33 KV RAJURA SUB STATION
13546666 | DLMS-LnT | 053 | TCPIP_DLMS | GSM | Feeder | 3000 | 205 | 11 KV KAWTHA GAOTHAN | 034031 | 33 KV MALKHED
16002846 | LnT | 053 | TCPIP_LnT_9600 | GSM | Feeder | 3000 | 206 | 11KV EKPALA AG | 034086 | 33 KV RAJURA SUB STATION
16002830 | LnT | 053 | TCPIP_LnT_9600 | GSM | Feeder | 3000 | 201 | 11 KV RAJURA GAOTHAN NEW | 034086 | 33 KV RAJURA SUB STATION
16002841 | LnT | 053 | TCPIP_LnT_9600 | GSM | Feeder | 3000 | 202 | 11 KV BORI FEEDER | 034086 | 33 KV RAJURA SUB STATION
XC413627 | DLMS-Secure | 055 | TCPIP_DLMS | GSM | Feeder | 3000 | 202 | 11KV TEMBHURNI | 034104 | 33/11 KV CHANDUR RLY MIDC
X0402203 | DLMS-Secure | 055 | TCPIP_DLMS | GSM | Feeder | 2992 | 202 | 11 KV DHAKULGAON AG | 034035 | 33 KV ANJANSINGHI
11115405 | LnT | 053 | TCPIP_LnT_9600 | GSM | Feeder | 2992 | 201 | MANGRUL 11 KV (URBAN) | 034068 | 33 KV SUB STATION NARGAWANDI
X0402204 | DLMS-Secure | 055 | TCPIP_DLMS | GSM | Feeder | 2992 | 204 | 11KV DURGAWADA AG | 034035 | 33 KV ANJANSINGHI
18205969 | DLMS-LnT | 053 | TCPIP_DLMS | GSM | Feeder | 2992 | 202 | 11 KV DMN OLD | 034064 | 33 KV OLD DMN SUB STN
X0402206 | DLMS-Secure | 055 | TCPIP_DLMS | GSM | Feeder | 2992 | 201 | 11 KV ANJANSIGI AG | 034035 | 33 KV ANJANSINGHI
X0494537 | DLMS-Secure | 055 | TCPIP_DLMS | GSM | Feeder | 2992 | 206 | DHAKULGAON GAOTHAN | 034035 | 33 KV ANJANSINGHI
XC482301 | DLMS-Secure | 055 | TCPIP_DLMS | GSM | Feeder | 2992 | 207 | WAGHOLI GAOTHAN | 034064 | 33 KV OLD DMN SUB STN
X0494600 | DLMS-Secure | 055 | TCPIP_DLMS | GSM | Feeder | 2992 | 208 | ANJANSINGI GAOTHAN | 034035 | 33 KV ANJANSINGHI
XC482308 | DLMS-Secure | 055 | TCPIP_DLMS | GSM | Feeder | 2992 | 207 | PIMPALKHUTA GAOTHAN | 034035 | 33 KV ANJANSINGHI
XD413075 | DLMS-Secure | 055 | TCPIP_DLMS | GSM | Feeder | 2992 | 201 | 11 KV VITALA | 034109 | 33 KV CHINCHOLI SUBSTATION
XD413076 | DLMS-Secure | 055 | TCPIP_DLMS | GSM | Feeder | 2992 | 202 | 11 KV OKNATH | 034109 | 33 KV CHINCHOLI SUBSTATION
X1092746 | DLMS-Secure | 055 | TCPIP_DLMS | GSM | Feeder | 2992 | 201 | 11 KV TELEGAON AG LOAD | 034026 | 33 KV DEOGAON
XC482303 | DLMS-Secure | 055 | TCPIP_DLMS | GSM | Feeder | 2992 | 206 | VIRUL GOTHAN | 034064 | 33 KV OLD DMN SUB STN
XB405586 | DLMS-Secure | 055 | TCPIP_DLMS | GSM | Feeder | 2992 | 205 | 11 KV EXPRESS FEEDER WATER WORK | 034064 | 33 KV OLD DMN SUB STN
08023438 | DLMS-Genus | 065 | TCPIP_DLMS | GSM | Feeder | 2992 | 203 | 11KV PIMPALKHUTA AG | 034035 | 33 KV ANJANSINGHI
18205965 | DLMS-LnT | 053 | TCPIP_DLMS | GSM | Feeder | 2992 | 203 | 11 KV VIRUL AG | 034064 | 33 KV OLD DMN SUB STN
11115373 | LnT | 053 | TCPIP_LnT_9600 | GSM | Feeder | 2992 | 203 | CHINCHOLI 11 KV | 034068 | 33 KV SUB STATION NARGAWANDI
XD413116 | DLMS-Secure | 055 | TCPIP_DLMS | GSM | Feeder | 2992 | 203 | 11 KV GIROLI | 034109 | 33 KV CHINCHOLI SUBSTATION
11115349 | LnT | 053 | TCPIP_LnT_9600 | GSM | Feeder | 2992 | 207 | CHINCHOLI GAOTHAN | 034068 | 33 KV SUB STATION NARGAWANDI
16002870 | LnT | 053 | TCPIP_LnT_9600 | GSM | Feeder | 2992 | 208 | SPARE WITH NEW NCC | 034068 | 33 KV SUB STATION NARGAWANDI
06600086 | LnT | 053 | TCPIP_LNT | GSM | Feeder | 2992 | 202 | 11 KV MANGRUL G | 034005 | 33 KV MANGRUL SUB STN
06600080 | LnT | 053 | TCPIP_LNT | GSM | Feeder | 2992 | 204 | 11 KV DIGHI GAOTHAN | 034005 | 33 KV MANGRUL SUB STN
06600079 | LnT | 053 | TCPIP_LNT | GSM | Feeder | 2992 | 205 | 11 KV NIMMBOLI AG | 034005 | 33 KV MANGRUL SUB STN
06600078 | LnT | 053 | TCPIP_LNT | GSM | Feeder | 2992 | 206 | 11 KV ZADGAON FEEDER | 034005 | 33 KV MANGRUL SUB STN
06600087 | LnT | 053 | TCPIP_LNT | GSM | Feeder | 2992 | 203 | 11 KV KHANAPUR AG | 034005 | 33 KV MANGRUL SUB STN
06600094 | LnT | 053 | TCPIP_LNT | GSM | Feeder | 2992 | 202 | 11 KV TALEGAON GAOTHAN | 034026 | 33 KV DEOGAON
06600096 | LnT | 053 | TCPIP_LNT | GSM | Feeder | 2992 | 205 | 11 BORGAON AG | 034026 | 33 KV DEOGAON
06600095 | LnT | 053 | TCPIP_LNT | GSM | Feeder | 2992 | 203 | 11 KV BORGAON GAOTHAN | 034026 | 33 KV DEOGAON
11094209 | LnT | 053 | TCPIP_LnT_9600 | GSM | Feeder | 2992 | 206 | MIDC DHAMANGAON RLY | 034068 | 33 KV SUB STATION NARGAWANDI
16002836 | LnT | 053 | TCPIP_LnT_9600 | GSM | Feeder | 2992 | 205 | JAWAHAR SOOTGIRNI FEEDER | 034068 | 33 KV SUB STATION NARGAWANDI
04609311 | DLMS-Genus | 065 | TCPIP_DLMS | GSM | Feeder | 2992 | 205 | 11 KV EXPRESS FEEDER WATER WORK | 034035 | 33 KV ANJANSINGHI
11094189 | LnT | 053 | TCPIP_LnT_9600 | GSM | Feeder | 2992 | 202 | DHAMANGON TOWN 11 KV | 034068 | 33 KV SUB STATION NARGAWANDI
11115366 | LnT | 053 | TCPIP_LnT_9600 | GSM | Feeder | 2992 | 204 | TALEGAON 11 KV (R2 DC) | 034068 | 33 KV SUB STATION NARGAWANDI
MSB61768 | Secure | 055 | TCPIP_Secure | GSM | Feeder | 2992 | 201 | 11 KV NIMBOLI G | 034005 | 33 KV MANGRUL SUB STN
06600117 | LnT | 053 | TCPIP_LNT | GSM | Feeder | 2992 | 201 | 11 KV WAGHOLI | 034064 | 33 KV OLD DMN SUB STN
18205963 | DLMS-LnT | 053 | TCPIP_DLMS | GSM | Feeder | 2992 | 204 | 11 KV DABHADA AG | 034064 | 33 KV OLD DMN SUB STN
MSB11372 | Secure | 055 | TCPIP_Secure | GSM | Feeder | 1686 | 202 | SALOD | 034058 | 33/11 MANGRUL CHAWHALA
00382350 | DLMS-HPL | 076 | TCPIP_DLMS | GSM | Feeder | 1686 | 203 | 11 KV PIMPALGAON FEEDER | 034030 | 33 KV PAPAL SUB-STATION
06600083 | LnT | 053 | TCPIP_LNT | GSM | Feeder | 1686 | 204 | SHIONI GAOTHAN | 034028 | 33 KV. NANDGAON KH. SUB STN.
07170846 | LnT | 053 | TCPIP_LNT | GSM | Feeder | 1686 | 207 | 11KV DHANORA FEEDER | 034028 | 33 KV. NANDGAON KH. SUB STN.
MSB11362 | Secure | 055 | TCPIP_Secure | GSM | Feeder | 1686 | 201 | 11 KV PAPAL FEEDER | 034030 | 33 KV PAPAL SUB-STATION
MSB11363 | Secure | 055 | TCPIP_Secure | GSM | Feeder | 1686 | 202 | 11 KV KAJANA FEEDER | 034030 | 33 KV PAPAL SUB-STATION
MSB11374 | Secure | 055 | TCPIP_Secure | GSM | Feeder | 1686 | 201 | MANGRUL CHAWHALA | 034058 | 33/11 MANGRUL CHAWHALA
00310091 | DLMS-HPL | 076 | TCPIP_DLMS | GSM | Feeder | 1686 | 205 | 11KV KAJANA GAOTHAN | 034030 | 33 KV PAPAL SUB-STATION
06600082 | LnT | 053 | TCPIP_LNT | GSM | Feeder | 1686 | 202 | 11 KV SHIVANI | 034028 | 33 KV. NANDGAON KH. SUB STN.
06600084 | LnT | 053 | TCPIP_LNT | GSM | Feeder | 1686 | 203 | 11 KV RAMPUR FEEDER | 034028 | 33 KV. NANDGAON KH. SUB STN.
MSB11373 | Secure | 055 | TCPIP_Secure | GSM | Feeder | 1686 | 203 | VENI GANESHPUR | 034058 | 33/11 MANGRUL CHAWHALA
X2192100 | DLMS-Secure | 055 | TCPIP_DLMS | GSM | Feeder | 1686 | 206 | EXPRESS FEEDER MUNDWADA WATER WORKS | 034030 | 33 KV PAPAL SUB-STATION
X1958126 | DLMS-Secure | 055 | TCPIP_DLMS | GSM | Feeder | 1686 | 205 | SHIRPUR GOATHAN | 034028 | 33 KV. NANDGAON KH. SUB STN.
08026020 | DLMS-Genus | 065 | TCPIP_DLMS | GSM | Feeder | 1686 | 204 | NCC SALOD | 034058 | 33/11 MANGRUL CHAWHALA
06600085 | LnT | 053 | TCPIP_LNT | GSM | Feeder | 1686 | 206 | MOKHAD AG FEEDER | 034028 | 33 KV. NANDGAON KH. SUB STN.
00310527 | DLMS-HPL | 076 | TCPIP_DLMS | GSM | Feeder | 1686 | 204 | PAPAD GAOTHAN FEEDER | 034030 | 33 KV PAPAL SUB-STATION
06600081 | LnT | 053 | TCPIP_LNT | GSM | Feeder | 1686 | 201 | 11 KV TOWN FEEDER | 034028 | 33 KV. NANDGAON KH. SUB STN.
XC447173 | DLMS-Secure | 055 | TCPIP_DLMS | GSM | Feeder | 1694 | 203 | 11KV WARHA AG | 034103 | 33KV SHENDURJANA MAHORA
15107699 | LnT | 053 | TCPIP_LnT_9600 | GSM | Feeder | 1694 | 203 | 11KV BHARASAWADI GT FEEDER | 034085 | 33 KV WARKHED SUB-STATION
XC447181 | DLMS-Secure | 055 | TCPIP_DLMS | GSM | Feeder | 1694 | 201 | 11KV SHENDURJANA MAHURA GT | 034103 | 33KV SHENDURJANA MAHORA
XC447174 | DLMS-Secure | 055 | TCPIP_DLMS | GSM | Feeder | 1694 | 202 | 11KV WATHODA AG MIX | 034103 | 33KV SHENDURJANA MAHORA
MSB61776 | Secure | 055 | TCPIP_Secure | GSM | Feeder | 1694 | 204 | 11 KV SHIVANGAON AG | 034065 | 33 KV MOZARI SUB-STATION
15017547 | LnT | 053 | TCPIP_LnT_9600 | GSM | Feeder | 1694 | 205 | MALEGAON DHOTRA | 034065 | 33 KV MOZARI SUB-STATION
15010211 | LnT | 053 | TCPIP_LnT_9600 | GSM | Feeder | 1694 | 206 | DASTEKADI GAOTHAN | 034065 | 33 KV MOZARI SUB-STATION
X0402213 | DLMS-Secure | 055 | TCPIP_DLMS | GSM | Feeder | 1694 | 202 | 11 KV GURUDEONAGAR AG | 034065 | 33 KV MOZARI SUB-STATION
X0402215 | DLMS-Secure | 055 | TCPIP_DLMS | GSM | Feeder | 1694 | 201 | 11 KV GURUDEONAGAR GT | 034065 | 33 KV MOZARI SUB-STATION
MSU11137 | Secure | 055 | TCPIP_Secure | GSM | Feeder | 1694 | 203 | 11 KV KAUDNYAPUR AG | 034002 | 33 KV KURHA SUB-STATION
15107707 | LnT | 053 | TCPIP_LnT_9600 | GSM | Feeder | 1694 | 201 | 11 KV NIMBHORA AG | 034085 | 33 KV WARKHED SUB-STATION
15107742 | LnT | 053 | TCPIP_LnT_9600 | GSM | Feeder | 1694 | 202 | 11 KV DHAMANTRI AG | 034085 | 33 KV WARKHED SUB-STATION
06600025 | LnT | 053 | TCPIP_LNT | GSM | Feeder | 1694 | 206 | 11KV KAUNDANYAPUR GT | 034002 | 33 KV KURHA SUB-STATION
06600024 | LnT | 053 | TCPIP_LNT | GSM | Feeder | 1694 | 205 | 11 KV VARHA GT | 034002 | 33 KV KURHA SUB-STATION
06600023 | LnT | 053 | TCPIP_LNT | GSM | Feeder | 1694 | 201 | 11 KV ANJANWATI GT | 034002 | 33 KV KURHA SUB-STATION
X0402214 | DLMS-Secure | 055 | TCPIP_DLMS | GSM | Feeder | 1694 | 203 | 11 KV SHIVANGAON GT | 034065 | 33 KV MOZARI SUB-STATION
08023420 | DLMS-Genus | 065 | TCPIP_DLMS | GSM | Feeder | 1694 | 207 | 11KV SHE-BAZAR FEEDER | 034001 | 33 KV TIWSA SUB STATION
XB449569 | DLMS-Secure | 055 | TCPIP_DLMS | GSM | Feeder | 1694 | 206 | 11 KV BHARWADI GT | 034001 | 33 KV TIWSA SUB STATION
08026091 | DLMS-Genus | 065 | TCPIP_DLMS | GSM | Feeder | 1694 | 204 | 11 KV KURHA AG | 034002 | 33 KV KURHA SUB-STATION
X1284414 | DLMS-Secure | 055 | TCPIP_DLMS | GSM | Feeder | 1694 | 207 | 11KV SOLAR MEHFIL IN | 034002 | 33 KV KURHA SUB-STATION
00310850 | DLMS-HPL | 076 | TCPIP_DLMS | GSM | Feeder | 1694 | 201 | 11 KV MOZARI - I AG | 034001 | 33 KV TIWSA SUB STATION
00310929 | DLMS-HPL | 076 | TCPIP_DLMS | GSM | Feeder | 1694 | 204 | 11 KV VARKHED AG | 034001 | 33 KV TIWSA SUB STATION
00310927 | DLMS-HPL | 076 | TCPIP_DLMS | GSM | Feeder | 1694 | 202 | 11 KV TIWASA | 034001 | 33 KV TIWSA SUB STATION
00310843 | DLMS-HPL | 076 | TCPIP_DLMS | GSM | Feeder | 1694 | 203 | 11 KV SATARGAON GT | 034001 | 33 KV TIWSA SUB STATION
MSU11086 | Secure | 055 | TCPIP_Secure | GSM | Feeder | 1694 | 202 | 11 KV VARHA AG | 034002 | 33 KV KURHA SUB-STATION
04609298 | DLMS-Genus | 065 | TCPIP_DLMS | GSM | Feeder | 1694 | 205 | 11 KV SATARGAON AG | 034001 | 33 KV TIWSA SUB STATION
08026186 | DLMS-Genus | 065 | TCPIP_DLMS | GSM | Feeder | 4295 | 206 | 11 KV SHYAM NAGAR | 034045 | 33 KV VIDYUT BHAVAN
XB424160 | DLMS-Secure | 055 | TCPIP_DLMS | GSM | Feeder | 4295 | 207 | 11 KV GAGLANI NAGAR | 034044 | 33 KV WADALI SUB STATION
12626753 | DLMS-LnT | 053 | TCPIP_DLMS | GSM | Feeder | 4295 | 209 | 11 KV CHANGAPUR GAOTHAN FEEDER | 034042 | 33 KV Navsari S/Stn
11533091 | LnT | 053 | TCPIP_LnT_9600 | GSM | Feeder | 4295 | 202 | 11 KV KANTA NAGAR | 034076 | 33 KV RAHATGAON
11533312 | LnT | 053 | TCPIP_LnT_9600 | GSM | Feeder | 4295 | 203 | 11 KV GITTI KHADAN | 034076 | 33 KV RAHATGAON
00310092 | DLMS-HPL | 076 | TCPIP_DLMS | GSM | Feeder | 4295 | 203 | CAMP AMT U1 | 034045 | 33 KV VIDYUT BHAVAN
00310602 | DLMS-HPL | 076 | TCPIP_DLMS | GSM | Feeder | 4295 | 206 | 11 KV JAWAHAR GATE FEEDER | 034059 | 33 KV OLD POWER HOUSE
00309793 | DLMS-HPL | 076 | TCPIP_DLMS | GSM | Feeder | 4295 | 204 | H T FEEDER | 034059 | 33 KV OLD POWER HOUSE
00311012 | DLMS-HPL | 076 | TCPIP_DLMS | GSM | Feeder | 4295 | 201 | LIC | 034059 | 33 KV OLD POWER HOUSE
12627362 | DLMS-LnT | 053 | TCPIP_DLMS | GSM | Feeder | 4295 | 205 | 11 KV PRASHANT NAGER | 034044 | 33 KV WADALI SUB STATION
00310215 | DLMS-HPL | 076 | TCPIP_DLMS | GSM | Feeder | 4295 | 201 | UNIVERSITY | 034044 | 33 KV WADALI SUB STATION
00310325 | DLMS-HPL | 076 | TCPIP_DLMS | GSM | Feeder | 4295 | 208 | NEW SAHAKAR NAGAR | 034042 | 33 KV Navsari S/Stn
00310329 | DLMS-HPL | 076 | TCPIP_DLMS | GSM | Feeder | 4295 | 203 | ANDHA VIDYALAYA | 034044 | 33 KV WADALI SUB STATION
00309313 | DLMS-HPL | 076 | TCPIP_DLMS | GSM | Feeder | 4295 | 202 | RAILWAY STATION AMT U1 | 034059 | 33 KV OLD POWER HOUSE
00309800 | DLMS-HPL | 076 | TCPIP_DLMS | GSM | Feeder | 4295 | 205 | RUKHMINI NAGAR | 034045 | 33 KV VIDYUT BHAVAN
08026084 | DLMS-Genus | 065 | TCPIP_DLMS | GSM | Feeder | 4295 | 203 | CHOUDHARI CHOUCK | 034059 | 33 KV OLD POWER HOUSE
08023417 | DLMS-Genus | 065 | TCPIP_DLMS | GSM | Feeder | 4295 | 206 | VIDYUT NAGAR | 034042 | 33 KV Navsari S/Stn
XB424158 | DLMS-Secure | 055 | TCPIP_DLMS | GSM | Feeder | 4295 | 208 | 11KV TAPOVAN | 034044 | 33 KV WADALI SUB STATION
XB424165 | DLMS-Secure | 055 | TCPIP_DLMS | GSM | Feeder | 4295 | 206 | 11 KV MAHADEO KHORI | 034044 | 33 KV WADALI SUB STATION
08026037 | DLMS-Genus | 065 | TCPIP_DLMS | GSM | Feeder | 4295 | 201 | ISKON FEEDER | 034076 | 33 KV RAHATGAON
11094185 | LnT | 053 | TCPIP_LnT_9600 | GSM | Feeder | 4295 | 204 | HOSPITAL FEEDER | 034045 | 33 KV VIDYUT BHAVAN
00309649 | DLMS-HPL | 076 | TCPIP_DLMS | GSM | Feeder | 4295 | 205 | 11 KV RAJKAMAL FEEDER | 034059 | 33 KV OLD POWER HOUSE
00311013 | DLMS-HPL | 076 | TCPIP_DLMS | GSM | Feeder | 4295 | 210 | 11 KV KATHORA-I | 034042 | 33 KV Navsari S/Stn
13550671 | DLMS-LnT | 053 | TCPIP_DLMS | GSM | Feeder | 4295 | 213 | LAXMI AMT U1 | 038011 | 220 KV AMRAVATI SUB STATION
13550722 | DLMS-LnT | 053 | TCPIP_DLMS | GSM | Feeder | 4295 | 211 | WADALI | 038011 | 220 KV AMRAVATI SUB STATION
13550718 | DLMS-LnT | 053 | TCPIP_DLMS | GSM | Feeder | 4295 | 208 | TOWN-LLL AMT U1 | 038011 | 220 KV AMRAVATI SUB STATION
13550670 | DLMS-LnT | 053 | TCPIP_DLMS | GSM | Feeder | 4295 | 203 | TOWN-LL AMT U1 | 038011 | 220 KV AMRAVATI SUB STATION
13550669 | DLMS-LnT | 053 | TCPIP_DLMS | GSM | Feeder | 4295 | 204 | MANSINGKA | 038011 | 220 KV AMRAVATI SUB STATION
13550719 | DLMS-LnT | 053 | TCPIP_DLMS | GSM | Feeder | 4295 | 201 | TOWN-L AMT U1 | 038011 | 220 KV AMRAVATI SUB STATION
13550721 | DLMS-LnT | 053 | TCPIP_DLMS | GSM | Feeder | 4295 | 210 | BADNERA | 038011 | 220 KV AMRAVATI SUB STATION
13550720 | DLMS-LnT | 053 | TCPIP_DLMS | GSM | Feeder | 4295 | 212 | MAHULI | 038011 | 220 KV AMRAVATI SUB STATION
MSP56997 | DLMS-Secure | 055 | TCPIP_DLMS | GSM | Feeder | 4295 | 213 | RANGOLI | 034042 | 33 KV Navsari S/Stn
MSP57012 | DLMS-Secure | 055 | TCPIP_DLMS | GSM | Feeder | 4295 | 212 | MAHARSHI | 034042 | 33 KV Navsari S/Stn
MSP56999 | DLMS-Secure | 055 | TCPIP_DLMS | GSM | Feeder | 4295 | 211 | 11 KV SAURABH FEEDAR | 034042 | 33 KV Navsari S/Stn
XB424150 | DLMS-Secure | 055 | TCPIP_DLMS | GSM | Feeder | 4295 | 208 | MALVIYA FEEDER | 034059 | 33 KV OLD POWER HOUSE
08026023 | DLMS-Genus | 065 | TCPIP_DLMS | GSM | Feeder | 4295 | 205 | NEW COTTON MARKET | 034042 | 33 KV Navsari S/Stn
12484326 | LnT | 053 | TCPIP_LnT_9600 | GSM | Feeder | 4295 | 201 | 11 KV CONGRESS NAGAR | 034083 | 33 KV Congress Nagar S/Stn
12484456 | LnT | 053 | TCPIP_LnT_9600 | GSM | Feeder | 4295 | 202 | 11 KV CHAPARASHIPURA | 034083 | 33 KV Congress Nagar S/Stn
X0401580 | DLMS-Secure | 055 | TCPIP_DLMS | GSM | Feeder | 4295 | 207 | 11 KV NAVODAI | 034042 | 33 KV Navsari S/Stn
00309343 | DLMS-HPL | 076 | TCPIP_DLMS | GSM | Feeder | 4295 | 204 | CIRCUIT HOUSE | 034044 | 33 KV WADALI SUB STATION
00310014 | DLMS-HPL | 076 | TCPIP_DLMS | GSM | Feeder | 4295 | 202 | S.R.P.F. | 034044 | 33 KV WADALI SUB STATION
MSP57007 | DLMS-Secure | 055 | TCPIP_DLMS | GSM | Feeder | 4295 | 207 | SHRIKRUSHNA PETH | 034059 | 33 KV OLD POWER HOUSE
XB428749 | DLMS-Secure | 055 | TCPIP_DLMS | GSM | Feeder | 4295 | 209 | MORABAG FEEDER | 034059 | 33 KV OLD POWER HOUSE
13550672 | DLMS-LnT | 053 | TCPIP_DLMS | GSM | Feeder | 4295 | 202 | ESSENTIAL | 038011 | 220 KV AMRAVATI SUB STATION
13070611 | LnT | 053 | TCPIP_LnT_9600 | GSM | Feeder | 4295 | 203 | 11 KV CP OFFICE | 034083 | 33 KV Congress Nagar S/Stn
MSP57006 | DLMS-Secure | 055 | TCPIP_DLMS | GSM | Feeder | 4296 | 208 | 11 KV MAHAJANPURA | 034046 | 33KV HANUMAN NAGAR
13550726 | DLMS-LnT | 053 | TCPIP_DLMS | GSM | Feeder | 4296 | 204 | NAVSARI | 037013 | 132 KV LALKHEDI SUBTATION
13550724 | DLMS-LnT | 053 | TCPIP_DLMS | GSM | Feeder | 4296 | 202 | CHITRA | 037013 | 132 KV LALKHEDI SUBTATION
13550725 | DLMS-LnT | 053 | TCPIP_DLMS | GSM | Feeder | 4296 | 203 | TAJ | 037013 | 132 KV LALKHEDI SUBTATION
00310511 | DLMS-HPL | 076 | TCPIP_DLMS | GSM | Feeder | 4296 | 206 | 11KV AMBADEVI FEEDER | 034046 | 33KV HANUMAN NAGAR
13550727 | DLMS-LnT | 053 | TCPIP_DLMS | GSM | Feeder | 4296 | 201 | COTTON MKT | 037013 | 132 KV LALKHEDI SUBTATION
XB428751 | DLMS-Secure | 055 | TCPIP_DLMS | GSM | Feeder | 4296 | 207 | 11 KV GADGADESHWER | 034046 | 33KV HANUMAN NAGAR
00310316 | DLMS-HPL | 076 | TCPIP_DLMS | GSM | Feeder | 4296 | 202 | BHAJI BAZAR | 034046 | 33KV HANUMAN NAGAR
04609295 | DLMS-Genus | 065 | TCPIP_DLMS | GSM | Feeder | 4296 | 204 | PAKI PURA | 034046 | 33KV HANUMAN NAGAR
08026029 | DLMS-Genus | 065 | TCPIP_DLMS | GSM | Feeder | 4296 | 205 | NEW TAJ | 034046 | 33KV HANUMAN NAGAR
X0401581 | DLMS-Secure | 055 | TCPIP_DLMS | GSM | Feeder | 4296 | 203 | LONTEK | 034046 | 33KV HANUMAN NAGAR
12023382 | LnT | 053 | TCPIP_LnT_9600 | GSM | Feeder | 4296 | 202 | ROSHAN NAGAR | 034075 | 33/11 KV BISMILLAH NAGAR
12626975 | DLMS-LnT | 053 | TCPIP_DLMS | GSM | Feeder | 4296 | 201 | BUDHWARA | 034046 | 33KV HANUMAN NAGAR
12023332 | LnT | 053 | TCPIP_LnT_9600 | GSM | Feeder | 4296 | 201 | IMAM NAGAR | 034075 | 33/11 KV BISMILLAH NAGAR
07170947 | LnT | 053 | TCPIP_LNT | GSM | Feeder | 4297 | 203 | 11 KV SATURNA | 034041 | 33KV AKOLI S/S AMRAVATI
11533401 | LnT | 053 | TCPIP_LnT_9600 | GSM | Feeder | 4297 | 204 | SHINDHI CAMP | 034069 | 33 KV BADNERA NEW TOWN
12627527 | DLMS-LnT | 053 | TCPIP_DLMS | GSM | Feeder | 4297 | 211 | MIDC-I ( NEW ) | 034079 | 33 KV MIDC
12626828 | DLMS-LnT | 053 | TCPIP_DLMS | GSM | Feeder | 4297 | 213 | MIDC-III ( NEW ) | 034079 | 33 KV MIDC
00310522 | DLMS-HPL | 076 | TCPIP_DLMS | GSM | Feeder | 4297 | 204 | 11 KV AKOLI AG | 034041 | 33KV AKOLI S/S AMRAVATI
07170902 | LnT | 053 | TCPIP_LNT | GSM | Feeder | 4297 | 201 | SAI NAGAR | 034041 | 33KV AKOLI S/S AMRAVATI
XC477998 | DLMS-Secure | 055 | TCPIP_DLMS | GSM | Feeder | 4297 | 203 | KANWAR NAGAR | 034107 | 33 KV SHANKAR NAGAR SUBSTATION
X1960205 | DLMS-Secure | 055 | TCPIP_DLMS | GSM | Feeder | 4297 | 411 | 33KV RAILWAY WAGON | 038012 | 220KV KONDESHWAR S/S
17272868 | DLMS-LnT | 053 | TCPIP_DLMS | GSM | Feeder | 4297 | 202 | 11 KV SHARDA NAGAR | 034113 | 33 KV DASARA MAIDAN
11533217 | LnT | 053 | TCPIP_LnT_9600 | GSM | Feeder | 4297 | 210 | 11 KV BHUVANESHWARY | 034079 | 33 KV MIDC
XB449568 | DLMS-Secure | 055 | TCPIP_DLMS | GSM | Feeder | 4297 | 205 | SHIVAJI NAGAR | 034069 | 33 KV BADNERA NEW TOWN
12627652 | DLMS-LnT | 053 | TCPIP_DLMS | GSM | Feeder | 4297 | 201 | 11 KV MADHAVI | 038012 | 220KV KONDESHWAR S/S
12626437 | DLMS-LnT | 053 | TCPIP_DLMS | GSM | Feeder | 4297 | 202 | KRISHIDEV | 038012 | 220KV KONDESHWAR S/S
08023428 | DLMS-Genus | 065 | TCPIP_DLMS | GSM | Feeder | 4297 | 204 | 11KV GANESH VIHAR | 034113 | 33 KV DASARA MAIDAN
X0399496 | DLMS-Secure | 055 | TCPIP_DLMS | GSM | Feeder | 4297 | 205 | DATTA VIHAR | 034041 | 33KV AKOLI S/S AMRAVATI
08026049 | DLMS-Genus | 065 | TCPIP_DLMS | GSM | Feeder | 4297 | 206 | GOPAL NAGAR | 034079 | 33 KV MIDC
08026050 | DLMS-Genus | 065 | TCPIP_DLMS | GSM | Feeder | 4297 | 204 | EKVIRADEVI | 034079 | 33 KV MIDC
08026052 | DLMS-Genus | 065 | TCPIP_DLMS | GSM | Feeder | 4297 | 205 | DASTUR NAGAR | 034079 | 33 KV MIDC
MSE16841 | Secure | 055 | TCPIP_Secure | GSM | Feeder | 4297 | 406 | 33 KV COTSYN FEEDER | 038012 | 220KV KONDESHWAR S/S
11094181 | LnT | 053 | TCPIP_LnT_9600 | GSM | Feeder | 4297 | 208 | 11 KV RAJAPETH | 034079 | 33 KV MIDC
MSP57010 | DLMS-Secure | 055 | TCPIP_DLMS | GSM | Feeder | 4297 | 206 | 11 KV MHADA FEEDER | 034041 | 33KV AKOLI S/S AMRAVATI
MSP57011 | DLMS-Secure | 055 | TCPIP_DLMS | GSM | Feeder | 4297 | 208 | GAJANAN MAHARAJ | 034041 | 33KV AKOLI S/S AMRAVATI
MSP57008 | DLMS-Secure | 055 | TCPIP_DLMS | GSM | Feeder | 4297 | 207 | 11 KV KALIMATA FEEDER | 034041 | 33KV AKOLI S/S AMRAVATI
13550665 | DLMS-LnT | 053 | TCPIP_DLMS | GSM | Feeder | 4297 | 203 | BADNERA OT | 038012 | 220KV KONDESHWAR S/S
03003712 | Genus | 065 | TCPIP_Genus | GSM | Feeder | 4297 | 212 | MIDC-II ( NEW ) | 034079 | 33 KV MIDC
11094212 | LnT | 053 | TCPIP_LnT_9600 | GSM | Feeder | 4297 | 209 | 11 KV YASHODA NAGAR | 034079 | 33 KV MIDC
11115359 | LnT | 053 | TCPIP_LnT_9600 | GSM | Feeder | 4297 | 203 | PACH BANGALA | 034069 | 33 KV BADNERA NEW TOWN
00309704 | DLMS-HPL | 076 | TCPIP_DLMS | GSM | Feeder | 4297 | 206 | 11KV PRASAD NAGAR | 034113 | 33 KV DASARA MAIDAN
12627488 | DLMS-LnT | 053 | TCPIP_DLMS | GSM | Feeder | 4297 | 203 | 11KV EKVIRA | 034113 | 33 KV DASARA MAIDAN
00310942 | DLMS-HPL | 076 | TCPIP_DLMS | GSM | Feeder | 4297 | 205 | 11KV INDUSTRIAL SATURNA | 034113 | 33 KV DASARA MAIDAN
00310510 | DLMS-HPL | 076 | TCPIP_DLMS | GSM | Feeder | 4297 | 201 | 11KV DURGA VIHAR | 034113 | 33 KV DASARA MAIDAN
08026085 | DLMS-Genus | 065 | TCPIP_DLMS | GSM | Feeder | 4297 | 206 | TRAMA CARE (MODI HOPITAL) | 034069 | 33 KV BADNERA NEW TOWN
11094196 | LnT | 053 | TCPIP_LnT_9600 | GSM | Feeder | 4297 | 202 | RAVI NAGAR | 034041 | 33KV AKOLI S/S AMRAVATI
XC477999 | DLMS-Secure | 055 | TCPIP_DLMS | GSM | Feeder | 4297 | 201 | MOTI NAGAR | 034107 | 33 KV SHANKAR NAGAR SUBSTATION
XC478002 | DLMS-Secure | 055 | TCPIP_DLMS | GSM | Feeder | 4297 | 202 | SUSHIL NAGAR | 034107 | 33 KV SHANKAR NAGAR SUBSTATION
XC478000 | DLMS-Secure | 055 | TCPIP_DLMS | GSM | Feeder | 4297 | 204 | CHAWARE NAGAR | 034107 | 33 KV SHANKAR NAGAR SUBSTATION
13550664 | DLMS-LnT | 053 | TCPIP_DLMS | GSM | Feeder | 4297 | 204 | BADNERA NT | 038012 | 220KV KONDESHWAR S/S
XC477995 | DLMS-Secure | 055 | TCPIP_DLMS | GSM | Feeder | 4297 | 205 | AMBIKA NAGAR | 034107 | 33 KV SHANKAR NAGAR SUBSTATION
XC477996 | DLMS-Secure | 055 | TCPIP_DLMS | GSM | Feeder | 4297 | 206 | KALYAN NAGAR | 034107 | 33 KV SHANKAR NAGAR SUBSTATION
08026080 | DLMS-Genus | 065 | TCPIP_DLMS | GSM | Feeder | 1643 | 203 | 11KV MADHAN | 037015 | 132KV CHANDUR BZR
XB465552 | DLMS-Secure | 055 | TCPIP_DLMS | GSM | Feeder | 1643 | 206 | REDWA AG FEEDER | 034037 | 33KV GHATLADKI
XD413952 | DLMS-Secure | 055 | TCPIP_DLMS | GSM | Feeder | 1643 | 204 | 11KV ABDALPUR GAONTHAN FEEDER | 034112 | 33 KV CHANDUR BAZAR SUB-STATION
07327484 | LnT | 053 | TCPIP_LNT | GSM | Feeder | 1643 | 201 | 11KV THUGAON | 034043 | 33KV JAWALA
XD413066 | DLMS-Secure | 055 | TCPIP_DLMS | GSM | Feeder | 1643 | 201 | 11 KV SURALI AG | 034100 | 33 KV BRAMHANWADA PATHAK SUB STATION
XD413077 | DLMS-Secure | 055 | TCPIP_DLMS | GSM | Feeder | 1643 | 202 | 11 JALNAPUR GAOTHAN FEEDER | 034100 | 33 KV BRAMHANWADA PATHAK SUB STATION
XD413784 | DLMS-Secure | 055 | TCPIP_DLMS | GSM | Feeder | 1643 | 203 | 11KV AKHATWADA GAONTHAN FEEDER | 034112 | 33 KV CHANDUR BAZAR SUB-STATION
XB465540 | DLMS-Secure | 055 | TCPIP_DLMS | GSM | Feeder | 1643 | 201 | 11 KV GHATLADKI GAOTHAN | 034037 | 33KV GHATLADKI
XB465541 | DLMS-Secure | 055 | TCPIP_DLMS | GSM | Feeder | 1643 | 202 | 11KV WANI AG | 034037 | 33KV GHATLADKI
08026125 | DLMS-Genus | 065 | TCPIP_DLMS | GSM | Feeder | 1643 | 204 | BRAMHANWADA THADI -GAOTHAN- | 034037 | 33KV GHATLADKI
08026124 | DLMS-Genus | 065 | TCPIP_DLMS | GSM | Feeder | 1643 | 203 | 11 KV BRAMHANWADA PATHAK AG | 034052 | 33 KV MADHAN
08026092 | DLMS-Genus | 065 | TCPIP_DLMS | GSM | Feeder | 1643 | 202 | 11KV HAIDATPUR | 034043 | 33KV JAWALA
XD413264 | DLMS-Secure | 055 | TCPIP_DLMS | GSM | Feeder | 1643 | 208 | 11 KV PIMPLEKHUTA GAOTHAN | 034043 | 33KV JAWALA
XD413267 | DLMS-Secure | 055 | TCPIP_DLMS | GSM | Feeder | 1643 | 209 | 11 KV KHARWADI GAOTHAN | 034043 | 33KV JAWALA
X0494571 | DLMS-Secure | 055 | TCPIP_DLMS | GSM | Feeder | 1643 | 210 | 11 KV MASOD GAOTHAN | 034043 | 33KV JAWALA
X0494502 | DLMS-Secure | 055 | TCPIP_DLMS | GSM | Feeder | 1643 | 207 | 11 KV PIMPRI GAOTHAN | 034043 | 33KV JAWALA
XG476977 | DLMS-Secure | 055 | TCPIP_DLMS | GSM | Feeder | 1643 | 206 | UDAPUR AG FEEDER | 034052 | 33 KV MADHAN
MSB11316 | Secure | 055 | TCPIP_Secure | GSM | Feeder | 1643 | 204 | 11 KV TALWEL (33 KV JAWALA) | 034043 | 33KV JAWALA
MSB11314 | Secure | 055 | TCPIP_Secure | GSM | Feeder | 1643 | 201 | 11 KV MADHAN GAOTHAN | 034052 | 33 KV MADHAN
MSB11311 | Secure | 055 | TCPIP_Secure | GSM | Feeder | 1643 | 206 | 11KV KURAL NEW | 034043 | 33KV JAWALA
MSB09942 | Secure | 055 | TCPIP_Secure | GSM | Feeder | 1643 | 202 | 11 KV B'THADI AG/MADHAN S/S | 034052 | 33 KV MADHAN
04609303 | DLMS-Genus | 065 | TCPIP_DLMS | GSM | Feeder | 1643 | 208 | 11KV GHATLADKI AG | 034037 | 33KV GHATLADKI
00310096 | DLMS-HPL | 076 | TCPIP_DLMS | GSM | Feeder | 1643 | 203 | 11KV VISHROLI | 034037 | 33KV GHATLADKI
00467186 | DLMS-HPL | 076 | TCPIP_DLMS | GSM | Feeder | 1643 | 203 | 11KV NIMBHORA | 034043 | 33KV JAWALA
X1304682 | DLMS-Secure | 055 | TCPIP_DLMS | GSM | Feeder | 1643 | 201 | 11KV BELORA GAONTHAN | 034117 | 33KV/11KV BELORA SUBSTATION
X1284467 | DLMS-Secure | 055 | TCPIP_DLMS | GSM | Feeder | 1643 | 202 | 11KV BELORA AG | 034117 | 33KV/11KV BELORA SUBSTATION
X1284462 | DLMS-Secure | 055 | TCPIP_DLMS | GSM | Feeder | 1643 | 203 | 11KV BESKHEDA AG | 034117 | 33KV/11KV BELORA SUBSTATION
XD413912 | DLMS-Secure | 055 | TCPIP_DLMS | GSM | Feeder | 1643 | 205 | 11 KV TAJNAGAR URBAN | 034112 | 33 KV CHANDUR BAZAR SUB-STATION
XC439854 | DLMS-Secure | 055 | TCPIP_DLMS | GSM | Feeder | 1643 | 203 | 11KV SONORI AG | 034100 | 33 KV BRAMHANWADA PATHAK SUB STATION
XG476983 | DLMS-Secure | 055 | TCPIP_DLMS | GSM | Feeder | 1643 | 205 | KAJALI AG FEEDER | 034052 | 33 KV MADHAN
XG476992 | DLMS-Secure | 055 | TCPIP_DLMS | GSM | Feeder | 1643 | 204 | 11 KV DILALPUR AG FEEDER | 034052 | 33 KV MADHAN
MSB11317 | Secure | 055 | TCPIP_Secure | GSM | Feeder | 1643 | 205 | 11KV JAWALA NEW | 034043 | 33KV JAWALA
04609315 | DLMS-Genus | 065 | TCPIP_DLMS | GSM | Feeder | 1643 | 205 | TALWEL GAOTHAN | 037015 | 132KV CHANDUR BZR
XD413944 | DLMS-Secure | 055 | TCPIP_DLMS | GSM | Feeder | 1643 | 202 | 11KV RASHIDPUR AG FEEDER | 034112 | 33 KV CHANDUR BAZAR SUB-STATION
MSB09787 | Secure | 055 | TCPIP_Secure | GSM | Feeder | 1660 | 202 | 11KV MIDC | 034020 | 33KV HIWARKHED
12484619 | LnT | 053 | TCPIP_LnT_9600 | GSM | Feeder | 1660 | 202 | 11 KV FAUJI COLONY | 034067 | 33 KV MORSHI
XE490364 | Secure | 055 | TCPIP_DLMS | GSM | Feeder | 1660 | 207 | 11 KV MAIWADI AG FEEDER | 034115 | 33 KV IPDS MORSHI TOWN AT PALA
14676290 | LnT | 053 | TCPIP_DLMS | GSM | Feeder | 1660 | 203 | 11 KV RAMJI BABA | 034067 | 33 KV MORSHI
08026040 | DLMS-Genus | 065 | TCPIP_DLMS | GSM | Feeder | 1660 | 203 | 11KV Ambada AG | 034018 | 33KV ASTEGAON
04579904 | DLMS-Genus | 065 | TCPIP_DLMS | GSM | Feeder | 1660 | 206 | 11KV HIWARKHED AG | 034020 | 33KV HIWARKHED
XE489705 | DLMS-Secure | 055 | TCPIP_DLMS | GSM | Feeder | 1660 | 203 | 11KV AHMADPUR FEEDER | 034115 | 33 KV IPDS MORSHI TOWN AT PALA
XB489119 | DLMS-Secure | 055 | TCPIP_DLMS | GSM | Feeder | 1660 | 201 | 11 KV BHIVKUNDI AG | 034101 | 33 / 11 KV PALA (BHIVKUNDI) S/STN
XB489121 | DLMS-Secure | 055 | TCPIP_DLMS | GSM | Feeder | 1660 | 203 | 11 KV SAWARKHED AG | 034101 | 33 / 11 KV PALA (BHIVKUNDI) S/STN
XB489123 | DLMS-Secure | 055 | TCPIP_DLMS | GSM | Feeder | 1660 | 202 | 11 KV PALA G | 034101 | 33 / 11 KV PALA (BHIVKUNDI) S/STN
08026044 | DLMS-Genus | 065 | TCPIP_DLMS | GSM | Feeder | 1660 | 202 | 11KV TARODA (KHED) AG | 034018 | 33KV ASTEGAON
00310661 | DLMS-HPL | 076 | TCPIP_DLMS | GSM | Feeder | 1660 | 205 | 11KV AMBADA GAOTHAN | 034018 | 33KV ASTEGAON
00310606 | DLMS-HPL | 076 | TCPIP_DLMS | GSM | Feeder | 1660 | 201 | 11KV KHANAPUR AG | 034018 | 33KV ASTEGAON
06600033 | LnT | 053 | TCPIP_LNT | GSM | Feeder | 1660 | 204 | 11 KV TAJ COLONY | 034067 | 33 KV MORSHI
13546664 | LnT | 053 | TCPIP_LnT_9600 | GSM | Feeder | 1660 | 206 | 11K NEW TALANI AG FEEDER | 034067 | 33 KV MORSHI
04579847 | DLMS-Genus | 065 | TCPIP_DLMS | GSM | Feeder | 1660 | 207 | 11 KV ISMAILPUR AG | 034020 | 33KV HIWARKHED
00310530 | DLMS-HPL | 076 | TCPIP_DLMS | GSM | Feeder | 1660 | 205 | PARDI GAOTHAN | 034067 | 33 KV MORSHI
MSB09782 | Secure | 055 | TCPIP_Secure | GSM | Feeder | 1660 | 201 | 11KV DAPORI AG | 034020 | 33KV HIWARKHED
XE490360 | Secure | 055 | TCPIP_DLMS | GSM | Feeder | 1660 | 205 | 11KV MALIPURA | 034115 | 33 KV IPDS MORSHI TOWN AT PALA
X0853268 | Secure | 055 | TCPIP_DLMS | GSM | Feeder | 1660 | 201 | 11KV BHAIPUR AG FEEDER | 034115 | 33 KV IPDS MORSHI TOWN AT PALA
X0853265 | Secure | 055 | TCPIP_DLMS | GSM | Feeder | 1660 | 202 | CHINCHOLI GAONTHAN | 034115 | 33 KV IPDS MORSHI TOWN AT PALA
X0886481 | Secure | 055 | TCPIP_DLMS | GSM | Feeder | 1660 | 206 | 11KV SULTANPURA | 034115 | 33 KV IPDS MORSHI TOWN AT PALA
08026038 | DLMS-Genus | 065 | TCPIP_DLMS | GSM | Feeder | 1660 | 206 | 11 KV UTKHED AG | 034018 | 33KV ASTEGAON
XC439863 | DLMS-Secure | 055 | TCPIP_DLMS | GSM | Feeder | 1660 | 202 | 11 KV SAIWADA AG | 034097 | 33/11KV KHED SUBSTATION
XC447158 | DLMS-Secure | 055 | TCPIP_DLMS | GSM | Feeder | 1660 | 201 | 11 KV DOMAK AG | 034097 | 33/11KV KHED SUBSTATION
XC439860 | DLMS-Secure | 055 | TCPIP_DLMS | GSM | Feeder | 1660 | 203 | 11 KV TARODA GT | 034097 | 33/11KV KHED SUBSTATION
04579888 | DLMS-Genus | 065 | TCPIP_DLMS | GSM | Feeder | 1660 | 205 | 11 KV DAPORI -GAOTHAN- | 034020 | 33KV HIWARKHED
08026055 | DLMS-Genus | 065 | TCPIP_DLMS | GSM | Feeder | 1660 | 201 | 11 KV SIMBHORA ROAD | 034067 | 33 KV MORSHI
MSB09773 | Secure | 055 | TCPIP_Secure | GSM | Feeder | 1660 | 203 | 11KV BOPOLWADI AG | 034020 | 33KV HIWARKHED
MSB09777 | Secure | 055 | TCPIP_Secure | GSM | Feeder | 1660 | 204 | 11KV HIWERKHED -GAOTHAN- | 034020 | 33KV HIWARKHED
MSB11312 | Secure | 055 | TCPIP_Secure | GSM | Feeder | 4760 | 205 | 11KV RAJURWADI AG | 034022 | 33KV LEHEGAON
08026018 | DLMS-Genus | 065 | TCPIP_DLMS | GSM | Feeder | 4760 | 203 | 11KV NERPINGALAI AG | 034022 | 33KV LEHEGAON
XD413113 | DLMS-Secure | 055 | TCPIP_DLMS | GSM | Feeder | 4760 | 203 | 11 KV TALEGAON GAOTHAN | 034073 | 33/11 KV TALEGAON SS
X0402216 | DLMS-Secure | 055 | TCPIP_DLMS | GSM | Feeder | 4760 | 203 | 11 KV SHIRLAS AG | 034049 | 33 KV RAJURWADI
MSB11308 | Secure | 055 | TCPIP_Secure | GSM | Feeder | 4760 | 208 | 11 KV NIMBHI GAOTHAN | 034022 | 33KV LEHEGAON
MSB11309 | Secure | 055 | TCPIP_Secure | GSM | Feeder | 4760 | 207 | 11KV NERPINGLAI GAOTHAN | 034022 | 33KV LEHEGAON
X1959083 | DLMS-Secure | 055 | TCPIP_DLMS | GSM | Feeder | 4760 | 202 | 11KV DHAMANGAON AG | 034022 | 33KV LEHEGAON
MSB11320 | Secure | 055 | TCPIP_Secure | GSM | Feeder | 4760 | 201 | 11KV SAWARKHED AG | 034022 | 33KV LEHEGAON
08026041 | DLMS-Genus | 065 | TCPIP_DLMS | GSM | Feeder | 4760 | 206 | 11KV DHAMANGAON GAOTHAN | 034022 | 33KV LEHEGAON
08026045 | DLMS-Genus | 065 | TCPIP_DLMS | GSM | Feeder | 4760 | 209 | 11 KV SAWARKHED GAOTHAN | 034022 | 33KV LEHEGAON
XD413114 | DLMS-Secure | 055 | TCPIP_DLMS | GSM | Feeder | 4760 | 201 | 11 KV VICHORI AG | 034073 | 33/11 KV TALEGAON SS
MSB11327 | Secure | 055 | TCPIP_Secure | GSM | Feeder | 4760 | 201 | 11 KV KAWATHAL AG | 034049 | 33 KV RAJURWADI
MSB11325 | Secure | 055 | TCPIP_Secure | GSM | Feeder | 4760 | 202 | 11 KV RAJURWADI GAOTHAN | 034049 | 33 KV RAJURWADI
MSB11315 | Secure | 055 | TCPIP_Secure | GSM | Feeder | 4760 | 204 | 11KV SHIRKHED AG | 034022 | 33KV LEHEGAON
XD413072 | DLMS-Secure | 055 | TCPIP_DLMS | GSM | Feeder | 4760 | 202 | 11 KV PORGAVHAN AG | 034073 | 33/11 KV TALEGAON SS
06600098 | LnT | 053 | TCPIP_LNT | GSM | Feeder | 1651 | 201 | 11KV PUSALA GAOTHAN | 034036 | 33KV PUSALA
19111800 | DLMS-LnT | 053 | TCPIP_DLMS | GSM | Feeder | 1651 | 205 | 11 KV GAVHANKUND AG | 034047 | 33 TEMBHURKHEDA
MSB11313 | Secure | 055 | TCPIP_Secure | GSM | Feeder | 1651 | 206 | 11 kv Linga Gaothan | 034036 | 33KV PUSALA
MSB09783 | Secure | 055 | TCPIP_Secure | GSM | Feeder | 1651 | 203 | 11 KV TEMBURKHEDA AG | 034047 | 33 TEMBHURKHEDA
X0239560 | DLMS-Secure | 055 | TCPIP_DLMS | GSM | Feeder | 1651 | 203 | 11 KV SATNOOR AG | 034094 | 33 kV JAMTAL
X0240379 | DLMS-Secure | 055 | TCPIP_DLMS | GSM | Feeder | 1651 | 204 | 11 KV WATER FILTER | 034094 | 33 kV JAMTAL
X0240391 | DLMS-Secure | 055 | TCPIP_DLMS | GSM | Feeder | 1651 | 201 | 11 KV JAMTALAO WW | 034094 | 33 kV JAMTAL
X0239569 | DLMS-Secure | 055 | TCPIP_DLMS | GSM | Feeder | 1651 | 202 | 11 KV JAMTALAO AG | 034094 | 33 kV JAMTAL
00310667 | DLMS-HPL | 076 | TCPIP_DLMS | GSM | Feeder | 1651 | 202 | 11KV URAD AG | 034036 | 33KV PUSALA
07170834 | LnT | 053 | TCPIP_LNT | GSM | Feeder | 1651 | 206 | 11 KV TIWSA GHAT | 034023 | 33KV SHE'GHAT
MSB09774 | Secure | 055 | TCPIP_Secure | GSM | Feeder | 1651 | 202 | 11 KV SHAHAPUR AG | 034047 | 33 TEMBHURKHEDA
MSB11328 | Secure | 055 | TCPIP_Secure | GSM | Feeder | 1651 | 205 | 11 KV PUSLA AG | 034036 | 33KV PUSALA
00310664 | DLMS-HPL | 076 | TCPIP_DLMS | GSM | Feeder | 1651 | 208 | 11 KV SATNOOR-GAOTHAN- | 034023 | 33KV SHE'GHAT
07327483 | LnT | 053 | TCPIP_LNT | GSM | Feeder | 1651 | 204 | 11KV URAD GAOTHAN | 034036 | 33KV PUSALA
MSE70187 | Secure | 055 | TCPIP_Secure | GSM | Feeder | 1651 | 203 | 11KV LINGA AG | 034036 | 33KV PUSALA
00467187 | DLMS-HPL | 076 | TCPIP_DLMS | GSM | Feeder | 1651 | 204 | 11KV SH'GHAT URBAN | 034023 | 33KV SHE'GHAT
X1603035 | DLMS-Secure | 055 | TCPIP_DLMS | GSM | Feeder | 1651 | 207 | 11KV PANDHARI WW INDUSTRIAL EXPRESS | 034036 | 33KV PUSALA
19299871 | DLMS-LnT | 053 | TCPIP_DLMS | GSM | Feeder | 1651 | 204 | 11 KV TEMBHURKHEDA GAOTHAN (NEW) | 034047 | 33 TEMBHURKHEDA
MSE70282 | Secure | 055 | TCPIP_Secure | GSM | Feeder | 1651 | 201 | 11KV MALKHED AG | 034023 | 33KV SHE'GHAT
MSB58473 | Secure | 055 | TCPIP_Secure | GSM | Feeder | 3093 | 204 | 11KV RAJURA GAOTHAN FEEDER | 034017 | 33KV RAJURA BZR
MSB58475 | Secure | 055 | TCPIP_Secure | GSM | Feeder | 3093 | 202 | 11KV HATURNA OLD AG | 034017 | 33KV RAJURA BZR
MSE70231 | Secure | 055 | TCPIP_Secure | GSM | Feeder | 3093 | 202 | Dhaga Ag | 034024 | 33KV CHANDAS WATHODA
MSB58477 | Secure | 055 | TCPIP_Secure | GSM | Feeder | 3093 | 206 | 11KV HATURNA GAOTHAN | 034017 | 33KV RAJURA BZR
MSB58478 | Secure | 055 | TCPIP_Secure | GSM | Feeder | 3093 | 205 | 11KV Pawani Gaothan | 034017 | 33KV RAJURA BZR
MSB58476 | Secure | 055 | TCPIP_Secure | GSM | Feeder | 3093 | 203 | 11KV PAWANI AG | 034017 | 33KV RAJURA BZR
XB489120 | DLMS-Secure | 055 | TCPIP_DLMS | GSM | Feeder | 3093 | 201 | EKDHARA AG | 034089 | 33/11 KV DHAGA (AMNER)
X1092791 | DLMS-Secure | 055 | TCPIP_DLMS | GSM | Feeder | 3093 | 201 | 11 KV WARUD TOWN 1 | 034066 | 33 KV WARUD
X1092727 | DLMS-Secure | 055 | TCPIP_DLMS | GSM | Feeder | 3093 | 205 | 11KV WATHODA GAOTHAN | 034066 | 33 KV WARUD
18205961 | DLMS-LnT | 053 | TCPIP_DLMS | GSM | Feeder | 3093 | 202 | 11KV HATURNA NEW AG | 034039 | 33KV GADEGAON
XB489126 | DLMS-Secure | 055 | TCPIP_DLMS | GSM | Feeder | 3093 | 203 | AMNER GAOTHAN | 034089 | 33/11 KV DHAGA (AMNER)
X0239562 | DLMS-Secure | 055 | TCPIP_DLMS | GSM | Feeder | 3093 | 202 | 11 KV RIMZIM GAOTHAN | 034092 | 33/11 KV Shahapur
X0240392 | DLMS-Secure | 055 | TCPIP_DLMS | GSM | Feeder | 3093 | 201 | 11 KV Shahapur Gaothan | 034092 | 33/11 KV Shahapur
17271464 | DLMS-LnT | 053 | TCPIP_DLMS | GSM | Feeder | 3093 | 205 | 11 KV MILL AG | 037017 | 132KV WARUD
X0402211 | DLMS-Secure | 055 | TCPIP_DLMS | GSM | Feeder | 3093 | 203 | Shekapur Ag | 034024 | 33KV CHANDAS WATHODA
MSE70195 | Secure | 055 | TCPIP_Secure | GSM | Feeder | 3093 | 201 | Shekapur Gaothan | 034024 | 33KV CHANDAS WATHODA
00309466 | DLMS-HPL | 076 | TCPIP_DLMS | GSM | Feeder | 3093 | 202 | 11 KV WARUD TOWN 2 | 034066 | 33 KV WARUD
18205962 | DLMS-LnT | 053 | TCPIP_DLMS | GSM | Feeder | 3093 | 203 | 11KV NANDGAON AG | 034039 | 33KV GADEGAON
00568159 | DLMS-HPL | 076 | TCPIP_DLMS | GSM | Feeder | 3093 | 203 | 11 KV WARUD WATER WORKS | 034066 | 33 KV WARUD
00382349 | DLMS-HPL | 076 | TCPIP_DLMS | GSM | Feeder | 3093 | 204 | 11 KV WARUD TOWN 3 | 034066 | 33 KV WARUD
X1959074 | Secure | 055 | TCPIP_Secure | GSM | Feeder | 3093 | 201 | 11KV RAJURA BZR AG | 034017 | 33KV RAJURA BZR
X0239545 | DLMS-Secure | 055 | TCPIP_DLMS | GSM | Feeder | 3093 | 203 | APMC 11KV FEEDER | 034092 | 33/11 KV Shahapur
08026027 | DLMS-Genus | 065 | TCPIP_DLMS | GSM | Feeder | 3093 | 206 | MULTAI ROAD 11KV FEEDER | 034066 | 33 KV WARUD
17271437 | DLMS-LnT | 053 | TCPIP_DLMS | GSM | Feeder | 3093 | 207 | 11KV TIOSAGHAT AG | 037017 | 132KV WARUD
17271466 | DLMS-LnT | 053 | TCPIP_DLMS | GSM | Feeder | 3093 | 206 | 11KV RAWALA AG | 037017 | 132KV WARUD
X1092776 | DLMS-Secure | 055 | TCPIP_DLMS | GSM | Feeder | 3093 | 201 | 11KV WAGHAL GAOTHAN | 034039 | 33KV GADEGAON
XB489122 | DLMS-Secure | 055 | TCPIP_DLMS | GSM | Feeder | 3093 | 202 | GHORAD AG | 034089 | 33/11 KV DHAGA (AMNER)
MSB09784 | Secure | 055 | TCPIP_Secure | GSM | Feeder | 3107 | 205 | 11 KV Mangaruli Gaothan | 034021 | 33 KV LONI
07327462 | LnT | 053 | TCPIP_LNT | GSM | Feeder | 3107 | 204 | 11 KV ISSAMBRI Ag | 034019 | BENODA SUBSTATION
MSB11322 | Secure | 055 | TCPIP_Secure | GSM | Feeder | 3107 | 201 | 11 KV Loni Gaothan | 034021 | 33 KV LONI
MSB58470 | Secure | 055 | TCPIP_Secure | GSM | Feeder | 3107 | 203 | 11 KV JARUD-AG- | 034019 | BENODA SUBSTATION
MSB09771 | Secure | 055 | TCPIP_Secure | GSM | Feeder | 3107 | 204 | 11 KV LIS | 034021 | 33 KV LONI
MSB09776 | Secure | 055 | TCPIP_Secure | GSM | Feeder | 3107 | 202 | 11 KV SAWANGA | 034021 | 33 KV LONI
X1251812 | DLMS-Secure | 055 | TCPIP_DLMS | GSM | Feeder | 3107 | 206 | 11KV MANIKPUR GAONTHAN FEEDER | 034091 | BARGAON (jamgaon) substation
X1251799 | DLMS-Secure | 055 | TCPIP_DLMS | GSM | Feeder | 3107 | 204 | 11KV NAGZIRI AG FEEDER | 034091 | BARGAON (jamgaon) substation
X1251844 | DLMS-Secure | 055 | TCPIP_DLMS | GSM | Feeder | 3107 | 205 | 11KV DHARAN AG FEEDER | 034091 | BARGAON (jamgaon) substation
X1082594 | DLMS-Secure | 055 | TCPIP_DLMS | GSM | Feeder | 3107 | 205 | 11KV JARUD-GAOTHAN- | 034019 | BENODA SUBSTATION
04580000 | DLMS-Genus | 065 | TCPIP_DLMS | GSM | Feeder | 3107 | 201 | BARGAON gaothan | 034091 | BARGAON (jamgaon) substation
04575603 | DLMS-Genus | 065 | TCPIP_DLMS | GSM | Feeder | 3107 | 202 | UMERKHED AG | 034091 | BARGAON (jamgaon) substation
X1092780 | DLMS-Secure | 055 | TCPIP_DLMS | GSM | Feeder | 3107 | 203 | JAMGAON AG | 034091 | BARGAON (jamgaon) substation
18205956 | DLMS-LnT | 053 | TCPIP_DLMS | GSM | Feeder | 3107 | 208 | PALSONA AG | 034019 | BENODA SUBSTATION
18205957 | DLMS-LnT | 053 | TCPIP_DLMS | GSM | Feeder | 3107 | 202 | 11 KV BENODA Ag | 034019 | BENODA SUBSTATION
07327471 | LnT | 053 | TCPIP_LNT | GSM | Feeder | 3107 | 207 | Jarud Water Supply | 034019 | BENODA SUBSTATION
MSB58471 | Secure | 055 | TCPIP_Secure | GSM | Feeder | 3107 | 201 | 11 KV BARGAON Ag | 034019 | BENODA SUBSTATION
13070637 | LnT | 053 | TCPIP_LnT_9600 | GSM | Feeder | 3107 | 209 | 11KV EHV MSETCL | 034019 | BENODA SUBSTATION
MSB58474 | Secure | 055 | TCPIP_Secure | GSM | Feeder | 3107 | 206 | 11KV BENODA GAOTHAN FEEDER | 034019 | BENODA SUBSTATION
MSB09770 | Secure | 055 | TCPIP_Secure | GSM | Feeder | 3107 | 203 | 11 KV SHINGORI | 034021 | 33 KV LONI
18205978 | DLMS-LnT | 053 | TCPIP_DLMS | GSM | Feeder | 5274 | 203 | 11 KV SAWALI GAOTHAN | 304070 | KRUSHNAGAR(SAWALI)
08026187 | DLMS-Genus | 065 | TCPIP_DLMS | GSM | Feeder | 5274 | 204 | HETI GAOTHAN | 304069 | YERMAL HETI
X0402188 | DLMS-Secure | 055 | TCPIP_DLMS | GSM | Feeder | 5274 | 204 | SHIVAR FEEDER | 304070 | KRUSHNAGAR(SAWALI)
18205995 | DLMS-LnT | 053 | TCPIP_DLMS | GSM | Feeder | 5274 | 201 | AYATA | 304070 | KRUSHNAGAR(SAWALI)
18206009 | DLMS-LnT | 053 | TCPIP_DLMS | GSM | Feeder | 5274 | 203 | CHANDAPUR GAOTHAN | 304073 | 33KV S/S BHAMB
X0401558 | DLMS-Secure | 055 | TCPIP_DLMS | GSM | Feeder | 5274 | 201 | ARNI TOWN 2 | 304006 | 33 KV ARNI
X0401560 | DLMS-Secure | 055 | TCPIP_DLMS | GSM | Feeder | 5274 | 204 | 11 KV ARNI TOWN | 304006 | 33 KV ARNI
MSP59839 | DLMS-Secure | 055 | TCPIP_DLMS | GSM | Feeder | 5274 | 202 | 11KV SUKALI | 304018 | 33KV LONBHEL
MSP59842 | DLMS-Secure | 055 | TCPIP_DLMS | GSM | Feeder | 5274 | 204 | 11KV ANJENKHED | 304018 | 33KV LONBHEL
MSP59844 | DLMS-Secure | 055 | TCPIP_DLMS | GSM | Feeder | 5274 | 203 | 11KV LONBHEL | 304018 | 33KV LONBHEL
18206012 | DLMS-LnT | 053 | TCPIP_DLMS | GSM | Feeder | 5274 | 206 | KELZARA KOMATI GAOTHAN | 304069 | YERMAL HETI
18206010 | DLMS-LnT | 053 | TCPIP_DLMS | GSM | Feeder | 5274 | 203 | 11KV BORGAON AG | 304006 | 33 KV ARNI
06600064 | LnT | 053 | TCPIP_LNT | GSM | Feeder | 5274 | 202 | 11 KV JAWALA AG | 304006 | 33 KV ARNI
06600043 | LnT | 053 | TCPIP_LNT | GSM | Feeder | 5274 | 201 | KOPASA FEEDER AG | 304069 | YERMAL HETI
07426829 | LnT | 053 | TCPIP_LNT | GSM | Feeder | 5274 | 201 | 11KV LONI | 304026 | 33KV LONI
07426830 | LnT | 053 | TCPIP_LNT | GSM | Feeder | 5274 | 202 | 11KV FACTORY | 304026 | 33KV LONI
20299629 | DLMS-LnT | 053 | TCPIP_DLMS | GSM | Feeder | 5274 | 205 | EXPRESS FEEDER | 304006 | 33 KV ARNI
08026193 | DLMS-Genus | 065 | TCPIP_DLMS | GSM | Feeder | 5274 | 201 | 11KV BORI GOSAVI | 304073 | 33KV S/S BHAMB
X1603040 | DLMS-Secure | 055 | TCPIP_DLMS | GSM | Feeder | 5274 | 203 | 11KV SATARA GAOTHAN | 304112 | 33/11 KV JAWALA SUBSTATION , TQ. ARNI
X1603010 | DLMS-Secure | 055 | TCPIP_DLMS | GSM | Feeder | 5274 | 202 | 11KV NEW JAWALA GAOTHAN | 304112 | 33/11 KV JAWALA SUBSTATION , TQ. ARNI
X1092676 | DLMS-Secure | 055 | TCPIP_DLMS | GSM | Feeder | 5274 | 203 | 11KV MAHAGAON | 304026 | 33KV LONI
06600044 | LnT | 053 | TCPIP_LNT | GSM | Feeder | 5274 | 203 | VITHOLI AG | 304069 | YERMAL HETI
06600021 | LnT | 053 | TCPIP_LNT | GSM | Feeder | 5274 | 202 | 11 KV KELZARA KOMTI AG | 304069 | YERMAL HETI
MSP59807 | DLMS-Secure | 055 | TCPIP_DLMS | GSM | Feeder | 5274 | 201 | 11KV KOSDANI | 304018 | 33KV LONBHEL
08026150 | DLMS-Genus | 065 | TCPIP_DLMS | GSM | Feeder | 5274 | 207 | 11 KV KAPESWAR GAOTHAN | 304006 | 33 KV ARNI
18205976 | DLMS-LnT | 053 | TCPIP_DLMS | GSM | Feeder | 5274 | 202 | BELORA | 304070 | KRUSHNAGAR(SAWALI)
X1603001 | DLMS-Secure | 055 | TCPIP_DLMS | GSM | Feeder | 5274 | 201 | SATARA AG | 304112 | 33/11 KV JAWALA SUBSTATION , TQ. ARNI
MSP59840 | DLMS-Secure | 055 | TCPIP_DLMS | GSM | Feeder | 5274 | 205 | SPARE FEEDER | 304018 | 33KV LONBHEL
XC455085 | DLMS-Secure | 055 | TCPIP_DLMS | GSM | Feeder | 5274 | 203 | MHASOLA AG | 304097 | RUI(WAI)
XC455087 | DLMS-Secure | 055 | TCPIP_DLMS | GSM | Feeder | 5274 | 201 | MHASOLA GAOTHAN | 304097 | RUI(WAI)
X0363048 | DLMS-Secure | 055 | TCPIP_DLMS | GSM | Feeder | 5274 | 202 | RUI WAI | 304097 | RUI(WAI)
08026232 | DLMS-Genus | 065 | TCPIP_DLMS | GSM | Feeder | 5274 | 202 | CHANDAPUR AG | 304073 | 33KV S/S BHAMB
18206013 | DLMS-LnT | 053 | TCPIP_DLMS | GSM | Feeder | 5274 | 205 | VITHOLI GAOTHAN | 304069 | YERMAL HETI
18206007 | DLMS-LnT | 053 | TCPIP_DLMS | GSM | Feeder | 3191 | 204 | 11KV MANKI SP | 304003 | 33/11 KV MANKOPRA
18205974 | DLMS-LnT | 053 | TCPIP_DLMS | GSM | Feeder | 3191 | 203 | 11KV TARNOLI SP | 304003 | 33/11 KV MANKOPRA
11115379 | LnT | 053 | TCPIP_LnT_9600 | GSM | Feeder | 3191 | 204 | 11 KV PWW AG | 304081 | 33/11 KV DARWHA S/S
TNU04358 | Secure | 055 | TCPIP_Secure | GSM | Feeder | 3191 | 203 | 11KV ADGAON FEEDER SP | 304049 | 33/11 KV LOHI S/S
TNU04361 | Secure | 055 | TCPIP_Secure | GSM | Feeder | 3191 | 202 | 11KV SATEFAL FEEDER SP | 304049 | 33/11 KV LOHI S/S
11115426 | LnT | 053 | TCPIP_LnT_9600 | GSM | Feeder | 3191 | 205 | 11KV TALEGAON GAOTHAN FDR | 304081 | 33/11 KV DARWHA S/S
11115388 | LnT | 053 | TCPIP_LnT_9600 | GSM | Feeder | 3191 | 203 | 11 KV LAKH (SAIKHEDA) GAONTHAN | 304081 | 33/11 KV DARWHA S/S
11115404 | LnT | 053 | TCPIP_LnT_9600 | GSM | Feeder | 3191 | 201 | 11KV URBAN | 304081 | 33/11 KV DARWHA S/S
11094186 | LnT | 053 | TCPIP_LnT_9600 | GSM | Feeder | 3191 | 206 | 11KV MIDC | 304081 | 33/11 KV DARWHA S/S
06600022 | LnT | 053 | TCPIP_LNT | GSM | Feeder | 3191 | 201 | 11KV MORGAVHAN AG | 304046 | 33/11 KV TAPONA
06600028 | LnT | 053 | TCPIP_LNT | GSM | Feeder | 3191 | 201 | 11KV MANGKINHI AG | 304045 | 33/11 KV MANGKINHI
06600047 | LnT | 053 | TCPIP_LNT | GSM | Feeder | 3191 | 202 | 11KV PIMPALKHUTA AG | 304045 | 33/11 KV MANGKINHI
MSB61763 | Secure | 055 | TCPIP_Secure | GSM | Feeder | 3191 | 204 | 11 KV SAIKHEDA GAOTHAN | 304046 | 33/11 KV TAPONA
09148429 | LnT | 053 | TCPIP_LnT_9600 | GSM | Feeder | 3191 | 203 | 11KV LAKH GAOTHAN | 304045 | 33/11 KV MANGKINHI
TNU04363 | Secure | 055 | TCPIP_Secure | GSM | Feeder | 3191 | 201 | 11KV LOHI FEEDER SP | 304049 | 33/11 KV LOHI S/S
MSU10819 | Secure | 055 | TCPIP_Secure | GSM | Feeder | 3191 | 203 | 11KV GOKHI PWW EXPRESS FEEDER | 304046 | 33/11 KV TAPONA
06600018 | LnT | 053 | TCPIP_LNT | GSM | Feeder | 3191 | 205 | 11 KV TAPONA AG | 304046 | 33/11 KV TAPONA
08023424 | DLMS-Genus | 065 | TCPIP_DLMS | GSM | Feeder | 3191 | 202 | 11KV TAPONA GAOTHAN | 304046 | 33/11 KV TAPONA
XD414027 | DLMS-Secure | 055 | TCPIP_DLMS | GSM | Feeder | 3191 | 201 | 11 KV KARMALA GAOTHAN | 304105 | 33/11 KV WADGAON GADHAWE
X0399478 | DLMS-Secure | 055 | TCPIP_DLMS | GSM | Feeder | 3191 | 202 | 11 KV FACTORY FEEDER SP | 304003 | 33/11 KV MANKOPRA
18206005 | DLMS-LnT | 053 | TCPIP_DLMS | GSM | Feeder | 3191 | 202 | 11KV SAIKHEDA AG | 304081 | 33/11 KV DARWHA S/S
18205975 | DLMS-LnT | 053 | TCPIP_DLMS | GSM | Feeder | 3191 | 201 | 11 KV BODEGAON SP | 304003 | 33/11 KV MANKOPRA
03003765 | Genus | 065 | TCPIP_Genus | GSM | Feeder | 1759 | 201 | 11 KV Tiwari | 304043 | 33/11 KV TIWARI SUBSTATION
08026156 | DLMS-Genus | 065 | TCPIP_DLMS | GSM | Feeder | 1759 | 207 | 11 KV DEONAGAR | 304088 | 33/11 KV DIGRAS SUBSTATION
11115424 | LnT | 053 | TCPIP_LnT_9600 | GSM | Feeder | 1759 | 203 | RURAL | 304088 | 33/11 KV DIGRAS SUBSTATION
XC428102 | DLMS-Secure | 055 | TCPIP_DLMS | GSM | Feeder | 1759 | 204 | NIMBHA FEEDER | 304060 | 33 KV TUPTAKALI SUBSTATION
11115378 | LnT | 053 | TCPIP_LnT_9600 | GSM | Feeder | 1759 | 202 | SAMBHAJI NAGAR | 304088 | 33/11 KV DIGRAS SUBSTATION
X0401548 | DLMS-Secure | 055 | TCPIP_DLMS | GSM | Feeder | 1759 | 201 | 11KV TUPTAKLI | 304060 | 33 KV TUPTAKALI SUBSTATION
07426822 | LnT | 053 | TCPIP_LNT | GSM | Feeder | 1759 | 201 | 11 KV Vitholi Ag | 304027 | 33/11 KV VASANT NAGAR
XC428099 | DLMS-Secure | 055 | TCPIP_DLMS | GSM | Feeder | 1759 | 205 | WAI NEW FEEDER | 304043 | 33/11 KV TIWARI SUBSTATION
08026161 | DLMS-Genus | 065 | TCPIP_DLMS | GSM | Feeder | 1759 | 203 | 11 KV VITHOLI GAOTHAN | 304027 | 33/11 KV VASANT NAGAR
X0399490 | DLMS-Secure | 055 | TCPIP_DLMS | GSM | Feeder | 1759 | 202 | 11KV LAKH | 304060 | 33 KV TUPTAKALI SUBSTATION
XC447235 | DLMS-Secure | 055 | TCPIP_DLMS | GSM | Feeder | 1759 | 206 | MOKH FEEDER | 304043 | 33/11 KV TIWARI SUBSTATION
XB405585 | DLMS-Secure | 055 | TCPIP_DLMS | GSM | Feeder | 1759 | 204 | EXPRESS WW FEEDER | 304043 | 33/11 KV TIWARI SUBSTATION
03016127 | Genus | 065 | TCPIP_Genus | GSM | Feeder | 1759 | 202 | 11 KV ARAMBHI | 304043 | 33/11 KV TIWARI SUBSTATION
X0399470 | DLMS-Secure | 055 | TCPIP_DLMS | GSM | Feeder | 1759 | 203 | 11KV CHIRCUTA | 304060 | 33 KV TUPTAKALI SUBSTATION
11094195 | LnT | 053 | TCPIP_LnT_9600 | GSM | Feeder | 1759 | 205 | EXPRESS WW | 304088 | 33/11 KV DIGRAS SUBSTATION
07170820 | LnT | 053 | TCPIP_LNT | GSM | Feeder | 1759 | 202 | 11 KV KALI AG | 304027 | 33/11 KV VASANT NAGAR
19253773 | DLMS-LnT | 053 | TCPIP_DLMS | GSM | Feeder | 1759 | 204 | 11 KV MAHAGAON | 304061 | 33/11 KV KALGAON SUBSTATION
XB465535 | DLMS-Secure | 055 | TCPIP_DLMS | GSM | Feeder | 1759 | 206 | EXPRESS FEEDER (KHAT KARKHANA) | 304088 | 33/11 KV DIGRAS SUBSTATION
11115360 | LnT | 053 | TCPIP_LnT_9600 | GSM | Feeder | 1759 | 204 | CHINCHOLI | 304088 | 33/11 KV DIGRAS SUBSTATION
MSB10101 | Secure | 055 | TCPIP_Secure | GSM | Feeder | 1759 | 203 | 11KV KANDALI | 304061 | 33/11 KV KALGAON SUBSTATION
MSB10117 | Secure | 055 | TCPIP_Secure | GSM | Feeder | 1759 | 201 | 11KV KALGAON | 304061 | 33/11 KV KALGAON SUBSTATION
MSB10112 | Secure | 055 | TCPIP_Secure | GSM | Feeder | 1759 | 202 | 11KV DEHANI | 304061 | 33/11 KV KALGAON SUBSTATION
11115438 | LnT | 053 | TCPIP_LnT_9600 | GSM | Feeder | 1759 | 201 | AMBIKA NAGAR | 304088 | 33/11 KV DIGRAS SUBSTATION
X0444765 | DLMS-Secure | 055 | TCPIP_DLMS | GSM | Feeder | 3204 | 205 | 11 KV SHIRASGAON GAOTHAN FEEDER | 304044 | 33 KV SHIRAJGAON SUBSTATION
X0444742 | DLMS-Secure | 055 | TCPIP_DLMS | GSM | Feeder | 3204 | 207 | 11 KV KHARADGAON GAOTHAN FEEDER | 304044 | 33 KV SHIRAJGAON SUBSTATION
08026146 | DLMS-Genus | 065 | TCPIP_DLMS | GSM | Feeder | 3204 | 203 | KHARADGAON | 304044 | 33 KV SHIRAJGAON SUBSTATION
X0494596 | DLMS-Secure | 055 | TCPIP_DLMS | GSM | Feeder | 3204 | 202 | 11 KV MANGALADEVI | 304100 | 33/11 KV MANGALADEVI S/S
X0494573 | DLMS-Secure | 055 | TCPIP_DLMS | GSM | Feeder | 3204 | 203 | 11 KV CHIKHALI (KA) | 304100 | 33/11 KV MANGALADEVI S/S
X0494577 | DLMS-Secure | 055 | TCPIP_DLMS | GSM | Feeder | 3204 | 201 | 11 KV MANIKWADA | 304100 | 33/11 KV MANGALADEVI S/S
08026241 | DLMS-Genus | 065 | TCPIP_DLMS | GSM | Feeder | 3204 | 201 | 11 KV SHIRAJGAON FEEDER | 304044 | 33 KV SHIRAJGAON SUBSTATION
X0402190 | DLMS-Secure | 055 | TCPIP_DLMS | GSM | Feeder | 3204 | 206 | 11 KV SARANGPUR GAOTHAN | 304001 | 33KV LADKHED
18206000 | DLMS-LnT | 053 | TCPIP_DLMS | GSM | Feeder | 3204 | 202 | 11KV WATFALI | 304013 | 33KV NER
X0444756 | DLMS-Secure | 055 | TCPIP_DLMS | GSM | Feeder | 3204 | 208 | 11 KV WATFALI GAOTHAN | 304013 | 33KV NER
08026255 | DLMS-Genus | 065 | TCPIP_DLMS | GSM | Feeder | 3204 | 209 | 11 KV LASINA | 304013 | 33KV NER
X0444701 | DLMS-Secure | 055 | TCPIP_DLMS | GSM | Feeder | 3204 | 207 | 11 KV AAJNATI (MOZAR) GAOTHAN | 304013 | 33KV NER
00310212 | DLMS-HPL | 076 | TCPIP_DLMS | GSM | Feeder | 3204 | 202 | 11 KV SAWARGAON(KALE) FEEDER | 304044 | 33 KV SHIRAJGAON SUBSTATION
13546722 | DLMS-LnT | 053 | TCPIP_DLMS | GSM | Feeder | 3204 | 204 | LADKHED GAOTHAN | 304001 | 33KV LADKHED
12626380 | DLMS-LnT | 053 | TCPIP_DLMS | GSM | Feeder | 3204 | 201 | 11KV NER TOWN | 304013 | 33KV NER
06600020 | LnT | 053 | TCPIP_LNT | GSM | Feeder | 3204 | 201 | 11KV LADKHED | 304001 | 33KV LADKHED
06600019 | LnT | 053 | TCPIP_LNT | GSM | Feeder | 3204 | 203 | 11 KV MALKHED | 304001 | 33KV LADKHED
MPC01597 | Secure | 055 | TCPIP_Secure | GSM | Feeder | 3204 | 203 | 11 KV YELGUNDA AG FEEDER | 304062 | 33 kV Malkhed Sub-station
MPC01569 | Secure | 055 | TCPIP_Secure | GSM | Feeder | 3204 | 201 | 11 KV LASINA AG FEEDER | 304062 | 33 kV Malkhed Sub-station
MPC01611 | Secure | 055 | TCPIP_Secure | GSM | Feeder | 3204 | 202 | 11 KV MALKHED GAOTHAN | 304062 | 33 kV Malkhed Sub-station
18205997 | DLMS-LnT | 053 | TCPIP_DLMS | GSM | Feeder | 3204 | 205 | 11 KV S.G.P. EXPRESS NER | 304013 | 33KV NER
18205986 | DLMS-LnT | 053 | TCPIP_DLMS | GSM | Feeder | 3204 | 204 | 11KV MOSAR | 304013 | 33KV NER
X0444764 | DLMS-Secure | 055 | TCPIP_DLMS | GSM | Feeder | 3204 | 206 | 11 KV SAWARGAON GAOTHAN FEEDER | 304044 | 33 KV SHIRAJGAON SUBSTATION
18205984 | DLMS-LnT | 053 | TCPIP_DLMS | GSM | Feeder | 3204 | 205 | 11 KV BORI GAOTHAN | 304001 | 33KV LADKHED
18206011 | DLMS-LnT | 053 | TCPIP_DLMS | GSM | Feeder | 3204 | 203 | 11KV NABABPUR | 304013 | 33KV NER
06560063 | LnT | 053 | TCPIP_LNT | GSM | Feeder | 5258 | 205 | NEW 11 KV GHOTI AG FEEDER | 304085 | 33/11 KV SHIROLI SUB STATION
08026169 | DLMS-Genus | 065 | TCPIP_DLMS | GSM | Feeder | 5258 | 201 | 11 KV KUMBHARI AG | 304054 | 33 KV KUMBHARI
06600104 | LnT | 053 | TCPIP_LNT | GSM | Feeder | 5258 | 203 | 11 KV LONI AG | 304015 | 33 KV MOHADA
06600103 | LnT | 053 | TCPIP_LNT | GSM | Feeder | 5258 | 201 | 11 KV RUNZA AG | 304015 | 33 KV MOHADA
15086501 | LnT | 053 | TCPIP_LnT_9600 | GSM | Feeder | 5258 | 203 | 11 KV MOWADA AG FEEDER | 304087 | 33 KV RAJURWADI SUBSTATION
15032579 | LnT | 053 | TCPIP_LnT_9600 | GSM | Feeder | 5258 | 202 | 11 KV TITAWI AG FEEDER | 304087 | 33 KV RAJURWADI SUBSTATION
06600105 | LnT | 053 | TCPIP_LNT | GSM | Feeder | 5258 | 201 | 11 KV GHATANJI TOWN II | 304079 | 33 KV NEW GHATANJI
06600106 | LnT | 053 | TCPIP_LNT | GSM | Feeder | 5258 | 204 | 11 KV SAKHARA AG (GHT) | 304079 | 33 KV NEW GHATANJI
15010213 | LnT | 053 | TCPIP_LnT_9600 | GSM | Feeder | 5258 | 202 | 11 KV AKPURI MIX FEEDER | 304086 | 33 KV SAIKHEDA- MURLI SUBSTATION
15007755 | LnT | 053 | TCPIP_LnT_9600 | GSM | Feeder | 5258 | 203 | 11 KV DAHELI MIX FEEDER | 304086 | 33 KV SAIKHEDA- MURLI SUBSTATION
MPC01578 | Secure | 055 | TCPIP_Secure | GSM | Feeder | 5258 | 202 | 11 KV PANDHURNA AG | 304054 | 33 KV KUMBHARI
MPC01599 | Secure | 055 | TCPIP_Secure | GSM | Feeder | 5258 | 203 | 11 KV SHIROLI GAOTHAN | 304054 | 33 KV KUMBHARI
15086513 | LnT | 053 | TCPIP_LnT_9600 | GSM | Feeder | 5258 | 201 | 11 KV RAJURWADI GAWTHAN FEEDER | 304087 | 33 KV RAJURWADI SUBSTATION
15003636 | LnT | 053 | TCPIP_LnT_9600 | GSM | Feeder | 5258 | 201 | 11 KV SAIKHEDA MIX FEEDER | 304086 | 33 KV SAIKHEDA- MURLI SUBSTATION
X0398809 | DLMS-Secure | 055 | TCPIP_DLMS | GSM | Feeder | 5258 | 202 | 11 KV GHATANJI TOWN I | 304079 | 33 KV NEW GHATANJI
X0401559 | DLMS-Secure | 055 | TCPIP_DLMS | GSM | Feeder | 5258 | 206 | 11 KV KURLI GAOTHAN | 304009 | 33 KV PARAWA
19111787 | DLMS-LnT | 053 | TCPIP_DLMS | GSM | Feeder | 5258 | 202 | 11 KV JUNONI GAOTHAN FEEDER | 304085 | 33/11 KV SHIROLI SUB STATION
18086651 | DLMS-LnT | 053 | TCPIP_DLMS | GSM | Feeder | 5258 | 203 | 11 KV KINHI GAOTHAN FEEDER | 304085 | 33/11 KV SHIROLI SUB STATION
07327430 | LnT | 053 | TCPIP_LNT | GSM | Feeder | 5258 | 203 | 11 KV YELABARA | 304079 | 33 KV NEW GHATANJI
06600053 | LnT | 053 | TCPIP_LNT | GSM | Feeder | 5258 | 204 | 11 KV SHIROLI AG FEEDER NEW | 304085 | 33/11 KV SHIROLI SUB STATION
14046366 | LnT | 053 | TCPIP_LnT_9600 | GSM | Feeder | 5258 | 206 | 11 KV SAKHARA GAOTHAN (GHT) | 304079 | 33 KV NEW GHATANJI
08024235 | DLMS-Genus | 065 | TCPIP_DLMS | GSM | Feeder | 5258 | 206 | 11 KV RUNZA GAOTHAN | 304015 | 33 KV MOHADA
00568228 | DLMS-HPL | 076 | TCPIP_DLMS | GSM | Feeder | 5258 | 201 | 11 KV PARAWA AG | 304009 | 33 KV PARAWA
18086680 | DLMS-LnT | 053 | TCPIP_DLMS | GSM | Feeder | 5258 | 206 | 11 KV SAYATKHARDA GAOTHAN FEEDER | 304085 | 33/11 KV SHIROLI SUB STATION
X1251839 | DLMS-Secure | 055 | TCPIP_DLMS | GSM | Feeder | 5258 | 202 | PATHARI AG | 304110 | 33/11 KV JIRA MIRA
08026198 | DLMS-Genus | 065 | TCPIP_DLMS | GSM | Feeder | 5258 | 205 | 11 KV JAMB GOATHAN | 304009 | 33 KV PARAWA
08026196 | DLMS-Genus | 065 | TCPIP_DLMS | GSM | Feeder | 5258 | 204 | 11 KV PARAWA GAOTHAN | 304009 | 33 KV PARAWA
X1251833 | DLMS-Secure | 055 | TCPIP_DLMS | GSM | Feeder | 5258 | 203 | PATHARI GAOTHAN | 304110 | 33/11 KV JIRA MIRA
X1251822 | DLMS-Secure | 055 | TCPIP_DLMS | GSM | Feeder | 5258 | 201 | WATHODA GAOTHAN | 304110 | 33/11 KV JIRA MIRA
08026207 | DLMS-Genus | 065 | TCPIP_DLMS | GSM | Feeder | 5258 | 202 | 11 KV METIKHEDA AG | 304015 | 33 KV MOHADA
X0398811 | DLMS-Secure | 055 | TCPIP_DLMS | GSM | Feeder | 5258 | 205 | 11 KV METIKHEDA GAOTHAN | 304015 | 33 KV MOHADA
X0398808 | DLMS-Secure | 055 | TCPIP_DLMS | GSM | Feeder | 5258 | 205 | 11 KV MIDC | 304079 | 33 KV NEW GHATANJI
X0398812 | DLMS-Secure | 055 | TCPIP_DLMS | GSM | Feeder | 5258 | 204 | 11 KV LONI GAOTHAN | 304015 | 33 KV MOHADA
X0401557 | DLMS-Secure | 055 | TCPIP_DLMS | GSM | Feeder | 5258 | 201 | SHIROLI GAOTHAN FEEDER NEW | 304085 | 33/11 KV SHIROLI SUB STATION
X0402197 | DLMS-Secure | 055 | TCPIP_DLMS | GSM | Feeder | 5258 | 204 | 11 KV ANJI GAOTHAN | 304054 | 33 KV KUMBHARI
X1092733 | DLMS-Secure | 055 | TCPIP_DLMS | GSM | Feeder | 5258 | 202 | 11 KV JAMB AG | 304009 | 33 KV PARAWA
08023425 | DLMS-Genus | 065 | TCPIP_DLMS | GSM | Feeder | 4817 | 208 | 11 KV HIWARA MIX FEEDER | 304056 | 33 KV MARDI
MPC01600 | Secure | 055 | TCPIP_Secure | GSM | Feeder | 4817 | 206 | 11 KV KUMBHA GAOTHAN | 304056 | 33 KV MARDI
X0398810 | DLMS-Secure | 055 | TCPIP_DLMS | GSM | Feeder | 4817 | 202 | 11 KV NAWARGAON GAOTHAN | 304021 | 33 KV MAREGAON
X0398807 | DLMS-Secure | 055 | TCPIP_DLMS | GSM | Feeder | 4817 | 203 | 11 KV Kumbha | 304021 | 33 KV MAREGAON
X0401553 | DLMS-Secure | 055 | TCPIP_DLMS | GSM | Feeder | 4817 | 205 | 11 KV Navargaon AG | 304021 | 33 KV MAREGAON
X0401567 | DLMS-Secure | 055 | TCPIP_DLMS | GSM | Feeder | 4817 | 201 | 11 KV MARDI MIX FEEDER | 304056 | 33 KV MARDI
03015236 | Genus | 065 | TCPIP_Genus | GSM | Feeder | 4817 | 201 | 11 KV MAREGAON (MAR) | 304021 | 33 KV MAREGAON
X0401556 | DLMS-Secure | 055 | TCPIP_DLMS | GSM | Feeder | 4817 | 203 | 11 KV KEGAON GAOTHAN | 304056 | 33 KV MARDI
XC482344 | DLMS-Secure | 055 | TCPIP_DLMS | GSM | Feeder | 4817 | 203 | KUMBHA AG | 304099 | 33/11 KV KARANWADI-KHAPRI SUBSTATION
XC482340 | DLMS-Secure | 055 | TCPIP_DLMS | GSM | Feeder | 4817 | 202 | KHADAKI AG | 304099 | 33/11 KV KARANWADI-KHAPRI SUBSTATION
04609335 | DLMS-Genus | 065 | TCPIP_DLMS | GSM | Feeder | 4817 | 202 | 11 KV MAA SARASWATI EXP | 304056 | 33 KV MARDI
17272851 | DLMS-LnT | 053 | TCPIP_DLMS | GSM | Feeder | 4817 | 205 | 11 KV KEGAON AG | 304056 | 33 KV MARDI
XC482286 | DLMS-Secure | 055 | TCPIP_DLMS | GSM | Feeder | 4817 | 201 | BOTONI GAOTHAN | 304099 | 33/11 KV KARANWADI-KHAPRI SUBSTATION
X0398806 | DLMS-Secure | 055 | TCPIP_DLMS | GSM | Feeder | 4817 | 204 | 11KV MARDI GAOTHAN | 304056 | 33 KV MARDI
08023418 | DLMS-Genus | 065 | TCPIP_DLMS | GSM | Feeder | 4817 | 204 | 11 KV VINAYAK COTEX EXPRESS | 304021 | 33 KV MAREGAON
08026189 | DLMS-Genus | 065 | TCPIP_DLMS | GSM | Feeder | 4817 | 208 | 11 KV WEGAON MIX FEEDER | 304021 | 33 KV MAREGAON
MPU06592 | Secure | 055 | TCPIP_Secure | GSM | Feeder | 1724 | 203 | 11 KV BORI AG | 304024 | 33 KV BORI
17271446 | DLMS-LnT | 053 | TCPIP_DLMS | GSM | Feeder | 1724 | 202 | 11 KV CHALBARDI | 304077 | 33 KV PANDHARKAWADA
12626382 | DLMS-LnT | 053 | TCPIP_DLMS | GSM | Feeder | 1724 | 204 | 11 KV PKD TOWN | 304077 | 33 KV PANDHARKAWADA
12626881 | DLMS-LnT | 053 | TCPIP_DLMS | GSM | Feeder | 1724 | 205 | 11 KV KELAPUR GAONTHAN | 304077 | 33 KV PANDHARKAWADA
XC447418 | DLMS-Secure | 055 | TCPIP_DLMS | GSM | Feeder | 1724 | 204 | 11 KV SAWARKHEDA GAOTHAN | 304032 | 33 KV KARANJI
XC447401 | DLMS-Secure | 055 | TCPIP_DLMS | GSM | Feeder | 1724 | 202 | 11 KV KARANJI | 304032 | 33 KV KARANJI
X0399484 | DLMS-Secure | 055 | TCPIP_DLMS | GSM | Feeder | 1724 | 205 | 11 KV BORI GAOTHAN | 304024 | 33 KV BORI
X0399485 | DLMS-Secure | 055 | TCPIP_DLMS | GSM | Feeder | 1724 | 206 | KARANJI GFS | 304077 | 33 KV PANDHARKAWADA
17271447 | DLMS-LnT | 053 | TCPIP_DLMS | GSM | Feeder | 1724 | 201 | 11 KV SUT GIRNI | 304077 | 33 KV PANDHARKAWADA
X0399483 | DLMS-Secure | 055 | TCPIP_DLMS | GSM | Feeder | 1724 | 207 | 11 KV HOSPITAL FEEDER | 304077 | 33 KV PANDHARKAWADA
X1092713 | DLMS-Secure | 055 | TCPIP_DLMS | GSM | Feeder | 1724 | 206 | 11 KV Express feeder for MBCPNL | 304024 | 33 KV BORI
MPU06588 | Secure | 055 | TCPIP_Secure | GSM | Feeder | 1724 | 202 | 11 KV ARLI | 304024 | 33 KV BORI
13550652 | DLMS-LnT | 053 | TCPIP_DLMS | GSM | Feeder | 1724 | 203 | 11 KV KARANJI | 304077 | 33 KV PANDHARKAWADA
MSP59829 | DLMS-Secure | 055 | TCPIP_DLMS | GSM | Feeder | 1724 | 201 | 11KV SHIBLA(MIX) | 304090 | 33KV HIWRA_BARSA
MSP59841 | DLMS-Secure | 055 | TCPIP_DLMS | GSM | Feeder | 1724 | 202 | 11KV AKOLI(MIX) | 304090 | 33KV HIWRA_BARSA
XC481956 | DLMS-Secure | 055 | TCPIP_DLMS | GSM | Feeder | 1724 | 203 | 11 KV SOYA EXPRESS | 304032 | 33 KV KARANJI
08024241 | DLMS-Genus | 065 | TCPIP_DLMS | GSM | Feeder | 1724 | 201 | 11 KV SAWARKHEDA AG | 304032 | 33 KV KARANJI
08024242 | DLMS-Genus | 065 | TCPIP_DLMS | GSM | Feeder | 1724 | 205 | 11 KV KARANJI GAOTHAN | 304032 | 33 KV KARANJI
15107772 | LnT | 053 | TCPIP_LnT_9600 | GSM | Feeder | 1724 | 203 | 11KV BOTH AG | 304089 | 33KV PAHAPAL S/S
15086453 | LnT | 053 | TCPIP_LnT_9600 | GSM | Feeder | 1724 | 202 | 11KV PAHAPAL AG | 304089 | 33KV PAHAPAL S/S
MSB61783 | Secure | 055 | TCPIP_Secure | GSM | Feeder | 1724 | 204 | 11 KV Dabha Gaothan | 304024 | 33 KV BORI
15086488 | LnT | 053 | TCPIP_LnT_9600 | GSM | Feeder | 1724 | 201 | 11KV PAHAPAL GAVTHAN | 304089 | 33KV PAHAPAL S/S
MSP43805 | Secure | 055 | TCPIP_Secure | GSM | Feeder | 1724 | 201 | 11 KV Dabha Ag | 304024 | 33 KV BORI
03016109 | Genus | 065 | TCPIP_Genus | GSM | Feeder | 1716 | 202 | 11 KV NIMBALA AG | 304042 | 33 KV RAJUR
07426819 | LnT | 053 | TCPIP_LNT | GSM | Feeder | 1716 | 201 | 11 KV SHINDOLA AG | 304035 | 33 KV SHINDOLA
03015234 | Genus | 065 | TCPIP_Genus | GSM | Feeder | 1716 | 203 | 11 KV Nandepera | 304042 | 33 KV RAJUR
06600060 | LnT | 053 | TCPIP_LNT | GSM | Feeder | 1716 | 202 | 11 KV PUNVAT MIX | 304092 | 33 KV PUNVAT
08026197 | DLMS-Genus | 065 | TCPIP_DLMS | GSM | Feeder | 1716 | 206 | 11 KV GOVARI FEEDER | 304035 | 33 KV SHINDOLA
X0401562 | DLMS-Secure | 055 | TCPIP_DLMS | GSM | Feeder | 1716 | 204 | 11 KV NIMBALA GAOTHAN | 304042 | 33 KV RAJUR
XC458778 | DLMS-Secure | 055 | TCPIP_DLMS | GSM | Feeder | 1716 | 201 | 11 KV MAHADEV NAGARI | 304098 | 33 KV CHIKHALGAON S S
X0399469 | DLMS-Secure | 055 | TCPIP_DLMS | GSM | Feeder | 1716 | 204 | 11 KV SHINDOLA GAOTHAN | 304035 | 33 KV SHINDOLA
XC458770 | DLMS-Secure | 055 | TCPIP_DLMS | GSM | Feeder | 1716 | 203 | 11 KV CHIKHALGAON FEEDER | 304098 | 33 KV CHIKHALGAON S S
11533136 | LnT | 053 | TCPIP_LnT_9600 | GSM | Feeder | 1716 | 205 | 11 KV TULJABHAVANI FDR | 304075 | 33 KV COTTON MARKET, WANI
13550637 | DLMS-LnT | 053 | TCPIP_DLMS | GSM | Feeder | 1716 | 207 | 11 KV Mahasoya | 304074 | 33 KV LALGUDA, WANI
13550699 | DLMS-LnT | 053 | TCPIP_DLMS | GSM | Feeder | 1716 | 204 | 11 KV WATER WORKS | 304074 | 33 KV LALGUDA, WANI
13550635 | DLMS-LnT | 053 | TCPIP_DLMS | GSM | Feeder | 1716 | 208 | 11 KV MIDC OLD | 304074 | 33 KV LALGUDA, WANI
13550702 | DLMS-LnT | 053 | TCPIP_DLMS | GSM | Feeder | 1716 | 206 | 11 KV Shirpur | 304074 | 33 KV LALGUDA, WANI
13550701 | DLMS-LnT | 053 | TCPIP_DLMS | GSM | Feeder | 1716 | 201 | 11 KV Maregaon (Wani) | 304074 | 33 KV LALGUDA, WANI
13550698 | DLMS-LnT | 053 | TCPIP_DLMS | GSM | Feeder | 1716 | 205 | 11 KV Kayar (Wani) | 304074 | 33 KV LALGUDA, WANI
XB420123 | DLMS-Secure | 055 | TCPIP_DLMS | GSM | Feeder | 1716 | 201 | 11 KV Welabai Gaothan Feeder | 304091 | 33 KV MOHADA
XB420122 | DLMS-Secure | 055 | TCPIP_DLMS | GSM | Feeder | 1716 | 203 | 11 KV NAVEGAON AG | 304096 | 33 KV MOHORLI
XB420001 | DLMS-Secure | 055 | TCPIP_DLMS | GSM | Feeder | 1716 | 202 | 11 KV MOHORLI GAOTHAN | 304096 | 33 KV MOHORLI
03003674 | Genus | 065 | TCPIP_Genus | GSM | Feeder | 1716 | 201 | 11 KV RAJUR AG | 304042 | 33 KV RAJUR
11533110 | LnT | 053 | TCPIP_LnT_9600 | GSM | Feeder | 1716 | 204 | 11 KV DAYAL G&P FEEDER | 304075 | 33 KV COTTON MARKET, WANI
XB420114 | DLMS-Secure | 055 | TCPIP_DLMS | GSM | Feeder | 1716 | 202 | 11 KV KESHAVNAGAR AG | 304091 | 33 KV MOHADA
13550633 | DLMS-LnT | 053 | TCPIP_DLMS | GSM | Feeder | 1716 | 202 | 11 KV WANI TOWN | 304074 | 33 KV LALGUDA, WANI
XB420116 | DLMS-Secure | 055 | TCPIP_DLMS | GSM | Feeder | 1716 | 201 | 11 KV VITHHAL NAGAR AG | 304096 | 33 KV MOHORLI
11533113 | LnT | 053 | TCPIP_LnT_9600 | GSM | Feeder | 1716 | 206 | 11 KV NAGARWALA GINNING | 304075 | 33 KV COTTON MARKET, WANI
12627359 | DLMS-LnT | 053 | TCPIP_DLMS | GSM | Feeder | 1716 | 209 | 11 KV SUNDARNAGAR EXPRESS | 304074 | 33 KV LALGUDA, WANI
08026172 | DLMS-Genus | 065 | TCPIP_DLMS | GSM | Feeder | 1716 | 201 | 11 KV NAIGAON GAOTHAN | 304092 | 33 KV PUNVAT
XC458762 | DLMS-Secure | 055 | TCPIP_DLMS | GSM | Feeder | 1716 | 205 | 11 KV SAI MANDIR FEEDER | 304098 | 33 KV CHIKHALGAON S S
XC458776 | DLMS-Secure | 055 | TCPIP_DLMS | GSM | Feeder | 1716 | 202 | 11 KV PALSONI FEEDER | 304098 | 33 KV CHIKHALGAON S S
XC458763 | DLMS-Secure | 055 | TCPIP_DLMS | GSM | Feeder | 1716 | 206 | 11 KV GANESHPUR AG | 304098 | 33 KV CHIKHALGAON S S
XC458765 | DLMS-Secure | 055 | TCPIP_DLMS | GSM | Feeder | 1716 | 204 | 11 KV DREAMLAND CITY | 304098 | 33 KV CHIKHALGAON S S
11533096 | LnT | 053 | TCPIP_LnT_9600 | GSM | Feeder | 1716 | 202 | 11 KV LAXMINAGAR | 304075 | 33 KV COTTON MARKET, WANI
13550636 | DLMS-LnT | 053 | TCPIP_DLMS | GSM | Feeder | 1716 | 203 | 11 KV MIDC NEW | 304074 | 33 KV LALGUDA, WANI
XB419993 | DLMS-Secure | 055 | TCPIP_DLMS | GSM | Feeder | 1716 | 203 | 11 KV MOHADA GAOTHAN | 304091 | 33 KV MOHADA
TNU04362 | Secure | 055 | TCPIP_Secure | GSM | Feeder | 1716 | 203 | 11 KV SAKHARA | 304035 | 33 KV SHINDOLA
11533117 | LnT | 053 | TCPIP_LnT_9600 | GSM | Feeder | 1716 | 201 | 11 KV SAWARLA | 304075 | 33 KV COTTON MARKET, WANI
11533133 | LnT | 053 | TCPIP_LnT_9600 | GSM | Feeder | 1716 | 203 | 11 KV EKATA NAGAR | 304075 | 33 KV COTTON MARKET, WANI
03015261 | DLMS-Genus | 065 | TCPIP_DLMS | GSM | Feeder | 1716 | 205 | 11 KV WCL KAILAS NAGAR EXPRESS | 304035 | 33 KV SHINDOLA
MSB61777 | Secure | 055 | TCPIP_Secure | GSM | Feeder | 1716 | 205 | 11 KV RAJUR-PALSONI GAOTHAN | 304042 | 33 KV RAJUR
08024238 | DLMS-Genus | 065 | TCPIP_DLMS | GSM | Feeder | 1716 | 202 | 11 KV KALAMANA | 304035 | 33 KV SHINDOLA
07170883 | LnT | 053 | TCPIP_LNT | GSM | Feeder | 4818 | 201 | 11 KV MUKUTBAN AG (KAYAR) | 304025 | 33 KV KAYAR
08024233 | DLMS-Genus | 065 | TCPIP_DLMS | GSM | Feeder | 4818 | 204 | 11 KV DELIGHT EXPRESS | 304025 | 33 KV KAYAR
06600058 | LnT | 053 | TCPIP_LNT | GSM | Feeder | 4818 | 203 | 11 KV SAKHARA AG (GHONSA) | 304014 | 33 KV GHONSA
X0399477 | DLMS-Secure | 055 | TCPIP_DLMS | GSM | Feeder | 4818 | 204 | 11 KV GHONSA GAOTHAN | 304014 | 33 KV GHONSA
X0399475 | DLMS-Secure | 055 | TCPIP_DLMS | GSM | Feeder | 4818 | 206 | 11 KV KHADKDOH GF | 304014 | 33 KV GHONSA
X0399472 | DLMS-Secure | 055 | TCPIP_DLMS | GSM | Feeder | 4818 | 202 | 11 KV Zari Gaothan | 304080 | 33 KV ZARI
MSB61784 | Secure | 055 | TCPIP_Secure | GSM | Feeder | 4818 | 206 | 11 KV PURAD GAOTHAN | 304025 | 33 KV KAYAR
XE419505 | DLMS-Secure | 055 | TCPIP_DLMS | GSM | Feeder | 4818 | 204 | ESHAN EXPRESS FEEDER | 304094 | 33KV ADEGAON SS
XB419998 | DLMS-Secure | 055 | TCPIP_DLMS | GSM | Feeder | 4818 | 202 | adegaon mix | 304094 | 33KV ADEGAON SS
XB420121 | DLMS-Secure | 055 | TCPIP_DLMS | GSM | Feeder | 4818 | 201 | 11 KV KAHATERA | 304094 | 33KV ADEGAON SS
MSE70209 | Secure | 055 | TCPIP_Secure | GSM | Feeder | 4818 | 202 | 11 KV ARDHAWAN AG | 304041 | 33 KV MUKUTBAN (RUIKOT)
XB449576 | DLMS-Secure | 055 | TCPIP_DLMS | GSM | Feeder | 4818 | 203 | 11 KV KHARBADA | 304019 | 33 KV PATAN
XB417230 | DLMS-Secure | 055 | TCPIP_DLMS | GSM | Feeder | 4818 | 203 | 11 KV AMLON | 304094 | 33KV ADEGAON SS
X1318338 | DLMS-Secure | 055 | TCPIP_DLMS | GSM | Feeder | 4818 | 203 | 11KV BOPAPUR (SAKHRA) AG | 304109 | NEW 33/11 KV SAKHARADARA SUBSTATION
X1318331 | DLMS-Secure | 055 | TCPIP_DLMS | GSM | Feeder | 4818 | 202 | 11KV KUMBHARKHARNI (SAKHRA) AG | 304109 | NEW 33/11 KV SAKHARADARA SUBSTATION
X1306627 | DLMS-Secure | 055 | TCPIP_DLMS | GSM | Feeder | 4818 | 201 | 11KV GODGAON DEVI SAKHRA GF | 304109 | NEW 33/11 KV SAKHARADARA SUBSTATION
X0401565 | DLMS-Secure | 055 | TCPIP_DLMS | GSM | Feeder | 4818 | 203 | 11 KV JAMANI AG | 304080 | 33 KV ZARI
XD453520 | DLMS-Secure | 055 | TCPIP_DLMS | GSM | Feeder | 4818 | 203 | MATHARJUN | 304102 | MATHARJUN SUBSTATION
08026148 | DLMS-Genus | 065 | TCPIP_DLMS | GSM | Feeder | 4818 | 203 | 11 KV MANGALI | 304041 | 33 KV MUKUTBAN (RUIKOT)
TNB03918 | Secure | 055 | TCPIP_Secure | GSM | Feeder | 4818 | 203 | 11 KV TEJAPUR AG | 304025 | 33 KV KAYAR
MSB61764 | Secure | 055 | TCPIP_Secure | GSM | Feeder | 4818 | 205 | 11 KV Kayar Gaothan (Kayar) | 304025 | 33 KV KAYAR
MSE76276 | Secure | 055 | TCPIP_Secure | GSM | Feeder | 4818 | 204 | 11 KV EXPRESS | 304041 | 33 KV MUKUTBAN (RUIKOT)
MSP33244 | Secure | 055 | TCPIP_Secure | GSM | Feeder | 4818 | 201 | 11 KV PATAN | 304019 | 33 KV PATAN
XC460475 | DLMS-Secure | 055 | TCPIP_DLMS | GSM | Feeder | 4818 | 205 | JAGATI MINERAL EXP FDR 11KV | 304094 | 33KV ADEGAON SS
X0399468 | DLMS-Secure | 055 | TCPIP_DLMS | GSM | Feeder | 4818 | 205 | 11 KV ARDHAWAN GAOTHAN | 304041 | 33 KV MUKUTBAN (RUIKOT)
X0399476 | DLMS-Secure | 055 | TCPIP_DLMS | GSM | Feeder | 4818 | 201 | 11 KV KHADKDOH AG | 304014 | 33 KV GHONSA
X0399474 | DLMS-Secure | 055 | TCPIP_DLMS | GSM | Feeder | 4818 | 202 | 11 KV SUSARI P AG | 304014 | 33 KV GHONSA
08026213 | DLMS-Genus | 065 | TCPIP_DLMS | GSM | Feeder | 4818 | 205 | SAKHARA GAOTHAN (GHONSA) | 304014 | 33 KV GHONSA
MSP55994 | DLMS-Secure | 055 | TCPIP_DLMS | GSM | Feeder | 4818 | 202 | 11 KV KAYAR AG (KAYAR) | 304025 | 33 KV KAYAR
MSE70224 | Secure | 055 | TCPIP_Secure | GSM | Feeder | 4818 | 201 | 11 KV MUKUTBAN (MBAN) | 304041 | 33 KV MUKUTBAN (RUIKOT)
X0399488 | DLMS-Secure | 055 | TCPIP_DLMS | GSM | Feeder | 1767 | 204 | 11KV CHINCHOLI | 304010 | 33KV DHANKI
08026184 | DLMS-Genus | 065 | TCPIP_DLMS | GSM | Feeder | 1767 | 201 | 11kv KRISHNAPUR | 304010 | 33KV DHANKI
03006597 | Genus | 065 | TCPIP_Genus | GSM | Feeder | 1767 | 202 | 11kv Deosary | 304023 | 33KV SAKHARA
X0402194 | DLMS-Secure | 055 | TCPIP_DLMS | GSM | Feeder | 1767 | 201 | 11KV Bitargaon | 304072 | 33KV BITARGAON
X0402195 | DLMS-Secure | 055 | TCPIP_DLMS | GSM | Feeder | 1767 | 203 | 11KV Bhojnagar | 304072 | 33KV BITARGAON
X0402192 | DLMS-Secure | 055 | TCPIP_DLMS | GSM | Feeder | 1767 | 202 | 11KV Jeoli | 304072 | 33KV BITARGAON
08026179 | DLMS-Genus | 065 | TCPIP_DLMS | GSM | Feeder | 1767 | 201 | 11KV BRAMHANGAON | 304051 | 33KV CHATARI(BRAMHANGAON)
03006995 | Genus | 065 | TCPIP_Genus | GSM | Feeder | 1767 | 204 | 11kv Chalagni | 304023 | 33KV SAKHARA
07170793 | LnT | 053 | TCPIP_LNT | GSM | Feeder | 1767 | 203 | 11KV SAKHARA | 304023 | 33KV SAKHARA
08026183 | DLMS-Genus | 065 | TCPIP_DLMS | GSM | Feeder | 1767 | 205 | 11 KV KHARUS | 304010 | 33KV DHANKI
07170865 | LnT | 053 | TCPIP_LNT | GSM | Feeder | 1767 | 201 | 11KV BRAMHANGAON AG | 304023 | 33KV SAKHARA
08026181 | DLMS-Genus | 065 | TCPIP_DLMS | GSM | Feeder | 1767 | 202 | 11KVCHATARI | 304051 | 33KV CHATARI(BRAMHANGAON)
08026180 | DLMS-Genus | 065 | TCPIP_DLMS | GSM | Feeder | 1767 | 203 | 11KV MANKESHWAR | 304051 | 33KV CHATARI(BRAMHANGAON)
08026185 | DLMS-Genus | 065 | TCPIP_DLMS | GSM | Feeder | 1767 | 203 | 11KV DHANKI TOWN | 304010 | 33KV DHANKI
08023421 | DLMS-Genus | 065 | TCPIP_DLMS | GSM | Feeder | 1767 | 202 | 11kv GANJEGAON | 304010 | 33KV DHANKI
15086516 | LnT | 053 | TCPIP_LnT_9600 | GSM | Feeder | 5266 | 203 | WAKODI AG FEEDER | 304093 | 33 KV SAWANA
06600046 | LnT | 053 | TCPIP_LNT | GSM | Feeder | 5266 | 203 | 11 KV Kali Ag (GUNJ) | 304004 | 33 KV GUNJ
15086499 | LnT | 053 | TCPIP_LnT_9600 | GSM | Feeder | 5266 | 202 | SAWANA VILLAGE | 304093 | 33 KV SAWANA
XC447224 | DLMS-Secure | 055 | TCPIP_DLMS | GSM | Feeder | 5266 | 204 | NEHARUNAGAR | 304067 | 33 kv MUDANA
XC439887 | DLMS-Secure | 055 | TCPIP_DLMS | GSM | Feeder | 5266 | 205 | MUDANA | 304067 | 33 kv MUDANA
XC447232 | DLMS-Secure | 055 | TCPIP_DLMS | GSM | Feeder | 5266 | 206 | DAHISAWALI | 304059 | ANANTWADI S/S
XC439910 | DLMS-Secure | 055 | TCPIP_DLMS | GSM | Feeder | 5266 | 207 | ANANTWADI | 304059 | ANANTWADI S/S
X0402187 | DLMS-Secure | 055 | TCPIP_DLMS | GSM | Feeder | 5266 | 202 | 11 KV BHAVANI | 304076 | 33 KV BHAVANI S/S
X0402193 | DLMS-Secure | 055 | TCPIP_DLMS | GSM | Feeder | 5266 | 201 | 11 KV CHIKHALI | 304076 | 33 KV BHAVANI S/S
X0402189 | DLMS-Secure | 055 | TCPIP_DLMS | GSM | Feeder | 5266 | 203 | 11 KV WALTUR FEEDER | 304076 | 33 KV BHAVANI S/S
18205923 | DLMS-LnT | 053 | TCPIP_DLMS | GSM | Feeder | 5266 | 205 | 11 KV KALI TEMBHI FEEDER | 304030 | 33 KV FULSAWANGI
18205982 | DLMS-LnT | 053 | TCPIP_DLMS | GSM | Feeder | 5266 | 201 | 11 KV MAHAGAON | 304020 | 33 KV MAHAGAON
18205996 | DLMS-LnT | 053 | TCPIP_DLMS | GSM | Feeder | 5266 | 202 | 11 KV KORTA | 304030 | 33 KV FULSAWANGI
18205998 | DLMS-LnT | 053 | TCPIP_DLMS | GSM | Feeder | 5266 | 204 | 11 KV Amboda | 304020 | 33 KV MAHAGAON
18205985 | DLMS-LnT | 053 | TCPIP_DLMS | GSM | Feeder | 5266 | 204 | 11 KV KASARBHEL AG | 304059 | ANANTWADI S/S
18205994 | DLMS-LnT | 053 | TCPIP_DLMS | GSM | Feeder | 5266 | 201 | 11 KV FULSAWANGI | 304030 | 33 KV FULSAWANGI
18206004 | DLMS-LnT | 053 | TCPIP_DLMS | GSM | Feeder | 5266 | 201 | HIWARA AG | 304059 | ANANTWADI S/S
18205983 | DLMS-LnT | 053 | TCPIP_DLMS | GSM | Feeder | 5266 | 208 | KALI D. GAOTHAN (GUNJ) | 304004 | 33 KV GUNJ
08026133 | DLMS-Genus | 065 | TCPIP_DLMS | GSM | Feeder | 5266 | 206 | NINGNOOR GAOTHAN FEEDER | 304030 | 33 KV FULSAWANGI
XC428107 | DLMS-Secure | 055 | TCPIP_DLMS | GSM | Feeder | 5266 | 206 | BELDARI GAOTHAN | 304067 | 33 kv MUDANA
08026254 | DLMS-Genus | 065 | TCPIP_DLMS | GSM | Feeder | 5266 | 205 | 11 KV MUDANA GAVTHAN | 304020 | 33 KV MAHAGAON
MPC01586 | Secure | 055 | TCPIP_Secure | GSM | Feeder | 5266 | 203 | 11 KV KOTHARI | 304067 | 33 kv MUDANA
00568215 | DLMS-HPL | 076 | TCPIP_HSPL | GSM | Feeder | 5266 | 202 | 11 KV BIJORA | 304067 | 33 kv MUDANA
18205989 | DLMS-LnT | 053 | NON_AMR_MODEM | GSM | Feeder | 5266 | 205 | SAWANA GAOTHAN OLD | 304004 | 33 KV GUNJ
15086439 | LnT | 053 | TCPIP_LnT_9600 | GSM | Feeder | 5266 | 201 | VENI AG | 304093 | 33 KV SAWANA
06600061 | LnT | 053 | TCPIP_LNT | GSM | Feeder | 5266 | 204 | 11 kv Dhanoda Ag | 304004 | 33 KV GUNJ
18206006 | DLMS-LnT | 053 | TCPIP_DLMS | GSM | Feeder | 5266 | 203 | 11 KV Mudana | 304020 | 33 KV MAHAGAON
18205979 | DLMS-LnT | 053 | TCPIP_DLMS | GSM | Feeder | 5266 | 204 | 11 KV RAHUR FEEDER | 304030 | 33 KV FULSAWANGI
18205993 | DLMS-LnT | 053 | TCPIP_DLMS | GSM | Feeder | 5266 | 203 | 11 KV Nignoor | 304030 | 33 KV FULSAWANGI
08026126 | DLMS-Genus | 065 | TCPIP_DLMS | GSM | Feeder | 5266 | 207 | KORTA GAOTHAN FEEDER | 304030 | 33 KV FULSAWANGI
08026250 | DLMS-Genus | 065 | TCPIP_DLMS | GSM | Feeder | 5266 | 207 | 11 KV AMBODA GAOTHAN | 304020 | 33 KV MAHAGAON
XC428109 | DLMS-Secure | 055 | TCPIP_DLMS | GSM | Feeder | 5266 | 205 | ANATWADI GAOTHAN | 304059 | ANANTWADI S/S
08026142 | DLMS-Genus | 065 | TCPIP_DLMS | GSM | Feeder | 5266 | 205 | SAWANA GAOTHAN OLD | 304004 | 33 KV GUNJ
04580026 | DLMS-Genus | 065 | TCPIP_DLMS | GSM | Feeder | 5266 | 201 | 11 KV Sawana AG OLD | 304004 | 33 KV GUNJ
00467185 | DLMS-HPL | 076 | TCPIP_DLMS | GSM | Feeder | 5266 | 201 | 11 KV Kali AG KALI(DK) | 304050 | KALI (DAULATKHAN)
00310312 | DLMS-HPL | 076 | TCPIP_DLMS | GSM | Feeder | 5266 | 201 | 11 KV Sawana AG OLD | 304004 | 33 KV GUNJ
X1092693 | DLMS-Secure | 055 | TCPIP_DLMS | GSM | Feeder | 5266 | 202 | 11 KV FACTORY | 304004 | 33 KV GUNJ
00467174 | DLMS-HPL | 076 | TCPIP_DLMS | GSM | Feeder | 5266 | 202 | KALI GAOTHAN KALI(DK) | 304050 | KALI (DAULATKHAN)
18205999 | DLMS-LnT | 053 | NON_AMR_MODEM | GSM | Feeder | 5266 | 202 | 11 KV Morath | 304020 | 33 KV MAHAGAON
08026242 | DLMS-Genus | 065 | TCPIP_DLMS | GSM | Feeder | 5266 | 206 | 11 MORATH GAVTHAN FEEDER | 304020 | 33 KV MAHAGAON
X0444688 | DLMS-Secure | 055 | TCPIP_DLMS | GSM | Feeder | 1732 | 206 | UDADI PARWA GAOTHAN FEEDER | 304068 | 33 KV Brahmangaon
08026127 | DLMS-Genus | 065 | TCPIP_DLMS | GSM | Feeder | 1732 | 205 | 11 KV EXPRES FEEDER | 304031 | 33 KV GHATODI
X0399489 | DLMS-Secure | 055 | TCPIP_DLMS | GSM | Feeder | 1732 | 204 | 11 KV NIMBI GAOTHAN STONE CRUSHER | 304058 | 33 KV NIMBI BHOJALA
19111788 | DLMS-LnT | 053 | TCPIP_DLMS | GSM | Feeder | 1732 | 205 | 11 KV NEW SHELU GAOTHAN | 304057 | 33 KV WENI KOPRA
19253761 | DLMS-LnT | 053 | TCPIP_DLMS | GSM | Feeder | 1732 | 206 | 11 KV NEW HARSHI AG | 304057 | 33 KV WENI KOPRA
19299876 | DLMS-LnT | 053 | TCPIP_DLMS | GSM | Feeder | 1732 | 207 | 11 KV KHAIRKHEDA GAOTHAN | 304011 | 33 KV SAWARGAONGORE
19111799 | DLMS-LnT | 053 | TCPIP_DLMS | GSM | Feeder | 1732 | 206 | 11 KV NANAND AG | 304011 | 33 KV SAWARGAONGORE
19111811 | DLMS-LnT | 053 | TCPIP_DLMS | GSM | Feeder | 1732 | 208 | 11 KV FULWADI AG | 304011 | 33 KV SAWARGAONGORE
X0444744 | DLMS-Secure | 055 | TCPIP_DLMS | GSM | Feeder | 1732 | 205 | 11 KV MUNGSHI GAOTHAN | 304055 | 33 KV CHONDHI
X0444692 | DLMS-Secure | 055 | TCPIP_DLMS | GSM | Feeder | 1732 | 204 | 11 KV CHICHGHAT GAOTHAN | 304055 | 33 KV CHONDHI
X0444702 | DLMS-Secure | 055 | TCPIP_DLMS | GSM | Feeder | 1732 | 206 | 11 KV MARWADI GAOTHAN FEEDER | 304037 | 33 KV MARWADI
18206002 | DLMS-LnT | 053 | TCPIP_DLMS | GSM | Feeder | 1732 | 202 | 11 KV BELORA | 304011 | 33 KV SAWARGAONGORE
XD413257 | DLMS-Secure | 055 | TCPIP_DLMS | GSM | Feeder | 1732 | 205 | 11 KV MUNGSAJI GAVTHAN FEEDER | 304047 | 33 KV KATKHEDA
00568227 | DLMS-HPL | 076 | TCPIP_DLMS | GSM | Feeder | 1732 | 204 | 11 KV BELORA AG | 304011 | 33 KV SAWARGAONGORE
08023419 | DLMS-Genus | 065 | TCPIP_DLMS | GSM | Feeder | 1732 | 207 | SAI GAOTHAN FEEDER | 304047 | 33 KV KATKHEDA
08026171 | DLMS-Genus | 065 | TCPIP_DLMS | GSM | Feeder | 1732 | 204 | 11 KV EXAPREES FEEDER MAHESH AGRO | 304047 | 33 KV KATKHEDA
X1603100 | DLMS-Secure | 055 | TCPIP_DLMS | GSM | Feeder | 1732 | 202 | 11 KV WADAD AG | 304111 | 33/11 KV BORI EJARA
08026216 | DLMS-Genus | 065 | TCPIP_DLMS | GSM | Feeder | 1732 | 201 | 11 KV ITAWA | 304038 | 33 KV PUSAD TALAO
X1237192 | DLMS-Secure | 055 | TCPIP_DLMS | GSM | Feeder | 1732 | 206 | 11 ITI MIDC FEEDER | 304031 | 33 KV GHATODI
X1237165 | DLMS-Secure | 055 | TCPIP_DLMS | GSM | Feeder | 1732 | 203 | 11 KV WARUD | 304031 | 33 KV GHATODI
X0994276 | DLMS-Secure | 055 | TCPIP_DLMS | GSM | Feeder | 1732 | 205 | EESL SOLAR EVACUATION MARWADI | 304037 | 33 KV MARWADI
X0444689 | DLMS-Secure | 055 | TCPIP_DLMS | GSM | Feeder | 1732 | 206 | 11 KV PARADH GAOTHAN | 304055 | 33 KV CHONDHI
18206003 | DLMS-LnT | 053 | TCPIP_DLMS | GSM | Feeder | 1732 | 203 | 11 KV WATER WORKS | 304011 | 33 KV SAWARGAONGORE
17272859 | DLMS-LnT | 053 | TCPIP_DLMS | GSM | Feeder | 1732 | 204 | 11 KV TONW III | 304038 | 33 KV PUSAD TALAO
X0399491 | DLMS-Secure | 055 | TCPIP_DLMS | GSM | Feeder | 1732 | 202 | 11 KV HIWALANI FEEDER | 304034 | 33 KV SHEMBALPIMPRI
X0401550 | DLMS-Secure | 055 | TCPIP_DLMS | GSM | Feeder | 1732 | 202 | 11 KV BRAHAMANGAON | 304068 | 33 KV Brahmangaon
18205921 | DLMS-LnT | 053 | TCPIP_DLMS | GSM | Feeder | 1732 | 203 | 11KV MUNGASAJINAGAR | 304047 | 33 KV KATKHEDA
18206008 | DLMS-LnT | 053 | TCPIP_DLMS | GSM | Feeder | 1732 | 203 | 11 KV CHIKHALI | 304068 | 33 KV Brahmangaon
18205988 | DLMS-LnT | 053 | TCPIP_DLMS | GSM | Feeder | 1732 | 201 | 11 KV PARAWA/UDADI | 304068 | 33 KV Brahmangaon
17272853 | DLMS-LnT | 053 | TCPIP_DLMS | GSM | Feeder | 1732 | 205 | 11 KV SUTGIRNI | 304078 | 33KV VIDYUT BHAVAN S/S
07170873 | LnT | 053 | TCPIP_LNT | GSM | Feeder | 1732 | 201 | 11 KV SHEMBALPIMPRI | 304034 | 33 KV SHEMBALPIMPRI
09594087 | LnT | 053 | TCPIP_LnT_9600 | GSM | Feeder | 1732 | 204 | 11 KV SHILONA GAWTHAN | 304028 | 33 KV GAUL
X0444766 | DLMS-Secure | 055 | TCPIP_DLMS | GSM | Feeder | 1732 | 203 | 11 KV CHIKHALI | 304068 | 33 KV Brahmangaon
X0444767 | DLMS-Secure | 055 | TCPIP_DLMS | GSM | Feeder | 1732 | 202 | 11 KV BRAHAMANGAON | 304068 | 33 KV Brahmangaon
X0444715 | DLMS-Secure | 055 | TCPIP_DLMS | GSM | Feeder | 1732 | 207 | 11 KV ROHDA GAVTHAN | 304037 | 33 KV MARWADI
07170753 | LnT | 053 | TCPIP_LNT | GSM | Feeder | 1732 | 203 | 11 KV ISAPUR | 304034 | 33 KV SHEMBALPIMPRI
07426816 | LnT | 053 | TCPIP_LNT | GSM | Feeder | 1732 | 201 | 11 KV GHATODI | 304031 | 33 KV GHATODI
11094187 | LnT | 053 | TCPIP_LnT_9600 | GSM | Feeder | 1732 | 206 | 11 KV KAKADDATI | 304078 | 33KV VIDYUT BHAVAN S/S
11094215 | LnT | 053 | TCPIP_LnT_9600 | GSM | Feeder | 1732 | 202 | 11 KV TOWN 3 | 304078 | 33KV VIDYUT BHAVAN S/S
11094213 | LnT | 053 | TCPIP_LnT_9600 | GSM | Feeder | 1732 | 201 | 11 KV KARLA GAOTHAN | 304078 | 33KV VIDYUT BHAVAN S/S
11094220 | LnT | 053 | TCPIP_LnT_9600 | GSM | Feeder | 1732 | 204 | 11 KV TOWN 2 | 304078 | 33KV VIDYUT BHAVAN S/S
12484638 | LnT | 053 | TCPIP_LnT_9600 | GSM | Feeder | 1732 | 201 | 11 KV BHILWADI | 304083 | 33 KV BHATAMBA PUSAD
12484696 | LnT | 053 | TCPIP_LnT_9600 | GSM | Feeder | 1732 | 203 | 11 KV GANDHI CHOWK | 304083 | 33 KV BHATAMBA PUSAD
06600029 | LnT | 053 | TCPIP_LNT | GSM | Feeder | 1732 | 201 | 11 KV SHEMBALPIMPRI AG | 304011 | 33 KV SAWARGAONGORE
07426800 | LnT | 053 | TCPIP_LNT | GSM | Feeder | 1732 | 201 | 11 KV SHILONA AG | 304028 | 33 KV GAUL
00310948 | DLMS-HPL | 076 | TCPIP_DLMS | GSM | Feeder | 1732 | 202 | 11 KV GAUL AG | 304028 | 33 KV GAUL
10008934 | LnT | 053 | TCPIP_LnT_9600 | GSM | Feeder | 1732 | 202 | 11KV PARADH | 304055 | 33 KV CHONDHI
18205990 | DLMS-LnT | 053 | TCPIP_DLMS | GSM | Feeder | 1732 | 203 | 11 KV BANSHI | 304055 | 33 KV CHONDHI
X0401549 | DLMS-Secure | 055 | TCPIP_DLMS | GSM | Feeder | 1732 | 203 | 11 KV GAUL GAOTHAN | 304028 | 33 KV GAUL
X0401552 | DLMS-Secure | 055 | TCPIP_DLMS | GSM | Feeder | 1732 | 202 | 11KV KAWADIPUR AG | 304058 | 33 KV NIMBI BHOJALA
X0401551 | DLMS-Secure | 055 | TCPIP_DLMS | GSM | Feeder | 1732 | 201 | 11KV GAHULI | 304055 | 33 KV CHONDHI
18206001 | DLMS-LnT | 053 | TCPIP_DLMS | GSM | Feeder | 1732 | 202 | 11KV HUDI | 304047 | 33 KV KATKHEDA
17272848 | DLMS-LnT | 053 | TCPIP_DLMS | GSM | Feeder | 1732 | 203 | 11 KV WATER WORKS | 304038 | 33 KV PUSAD TALAO
18205922 | DLMS-LnT | 053 | TCPIP_DLMS | GSM | Feeder | 1732 | 201 | 11KV SAI BORI | 304047 | 33 KV KATKHEDA
17272852 | DLMS-LnT | 053 | TCPIP_DLMS | GSM | Feeder | 1732 | 201 | 11KV PARDI AG | 304058 | 33 KV NIMBI BHOJALA
MPC01563 | Secure | 055 | TCPIP_Secure | GSM | Feeder | 1732 | 205 | 11 KV NAGAR PARISHAD | 304038 | 33 KV PUSAD TALAO
X0399492 | DLMS-Secure | 055 | TCPIP_DLMS | GSM | Feeder | 1732 | 206 | 11 KV DONGARGAON WATER WORK EXP. | 304028 | 33 KV GAUL
X1237193 | DLMS-Secure | 055 | TCPIP_DLMS | GSM | Feeder | 1732 | 202 | 11 kV MIDC | 304031 | 33 KV GHATODI
X0444690 | DLMS-Secure | 055 | TCPIP_DLMS | GSM | Feeder | 1732 | 208 | 11 KV SATTARMAL GAOTHAN FEEDER | 304037 | 33 KV MARWADI
XB462835 | DLMS-Secure | 055 | TCPIP_DLMS | GSM | Feeder | 1732 | 204 | 11 KV BELORA WW EX FEEDER | 304037 | 33 KV MARWADI
07426817 | LnT | 053 | TCPIP_LNT | GSM | Feeder | 1732 | 201 | 11 KV BELORA | 304037 | 33 KV MARWADI
12484406 | LnT | 053 | TCPIP_LnT_9600 | GSM | Feeder | 1732 | 202 | 11 KV NEW PUSAD | 304083 | 33 KV BHATAMBA PUSAD
00381307 | DLMS-HPL | 076 | TCPIP_DLMS | GSM | Feeder | 1732 | 202 | 11 KV DOORDARSHAN | 304038 | 33 KV PUSAD TALAO
19111786 | DLMS-LnT | 053 | TCPIP_DLMS | GSM | Feeder | 1732 | 204 | 11 KV KHADAKDARI GAOTHAN | 304057 | 33 KV WENI KOPRA
X1603107 | DLMS-Secure | 055 | TCPIP_DLMS | GSM | Feeder | 1732 | 203 | 11 KV BORI GAOTHAN FEEDER | 304111 | 33/11 KV BORI EJARA
X1603027 | DLMS-Secure | 055 | TCPIP_DLMS | GSM | Feeder | 1732 | 201 | SAI NEW AG | 304111 | 33/11 KV BORI EJARA
00310012 | DLMS-HPL | 076 | TCPIP_DLMS | GSM | Feeder | 1741 | 201 | 11 KV PALASHI AG | 304008 | 33 KV POPHALI
08026251 | DLMS-Genus | 065 | TCPIP_DLMS | GSM | Feeder | 1741 | 201 | 11 KV UMERKHED | 304039 | 33 KV UMERKHED
08026178 | DLMS-Genus | 065 | TCPIP_DLMS | GSM | Feeder | 1741 | 204 | 11 KV Palashi Gaothan | 304008 | 33 KV POPHALI
09148436 | LnT | 053 | TCPIP_LnT_9600 | GSM | Feeder | 1741 | 205 | 11 KV Express | 304039 | 33 KV UMERKHED
08026159 | DLMS-Genus | 065 | TCPIP_DLMS | GSM | Feeder | 1741 | 202 | 11 KV MARLEGAON | 304039 | 33 KV UMERKHED
X0994255 | DLMS-Secure | 055 | TCPIP_DLMS | GSM | Feeder | 1741 | 201 | 11KV VIDUL | 304107 | 33/11KV VIDUL
X0994239 | DLMS-Secure | 055 | TCPIP_DLMS | GSM | Feeder | 1741 | 202 | 11KV BALDI | 304107 | 33/11KV VIDUL
X0994254 | DLMS-Secure | 055 | TCPIP_DLMS | GSM | Feeder | 1741 | 203 | 11KV WANGI AG | 304107 | 33/11KV VIDUL
08026145 | DLMS-Genus | 065 | TCPIP_DLMS | GSM | Feeder | 1741 | 203 | 11 KV Factory | 304008 | 33 KV POPHALI
06600030 | LnT | 053 | TCPIP_LNT | GSM | Feeder | 1741 | 202 | 11 KV MULAWA AG | 304008 | 33 KV POPHALI
06600056 | LnT | 053 | TCPIP_LNT | GSM | Feeder | 1741 | 201 | 11 KV PALASHI AG | 304008 | 33 KV POPHALI
17272849 | DLMS-LnT | 053 | TCPIP_DLMS | GSM | Feeder | 1741 | 204 | 11 KV Mulawa Gaothan | 304048 | 33 KV MULAWA
17272850 | DLMS-LnT | 053 | TCPIP_DLMS | GSM | Feeder | 1741 | 201 | 11 KV TIWRANG GAOTHAN | 304048 | 33 KV MULAWA
03015247 | Genus | 065 | TCPIP_Genus | GSM | Feeder | 1741 | 201 | 11 KV UMERKHED | 304039 | 33 KV UMERKHED
06600045 | LnT | 053 | TCPIP_LNT | GSM | Feeder | 1741 | 203 | 11 KV Pimpaldari AG feeder | 304048 | 33 KV MULAWA
12627651 | DLMS-LnT | 053 | TCPIP_DLMS | GSM | Feeder | 1741 | 206 | 11 KV MIDC Feeder | 304039 | 33 KV UMERKHED
08026228 | DLMS-Genus | 065 | TCPIP_DLMS | GSM | Feeder | 4815 | 202 | 11 KV KAPARA (M) GAOTHAN | 304064 | 33 KV SAWAR
08026236 | DLMS-Genus | 065 | TCPIP_DLMS | GSM | Feeder | 4815 | 203 | 11KV GHARFAL FEEDER | 304082 | 33KV SARUL SUBSTATION
X0494565 | DLMS-Secure | 055 | TCPIP_DLMS | GSM | Feeder | 4815 | 202 | 11 KV YERANDGAON | 304103 | 33 KV GHARFAL
XD453599 | DLMS-Secure | 055 | TCPIP_DLMS | GSM | Feeder | 4815 | 203 | 11 KV INDIRA NAGAR | 304103 | 33 KV GHARFAL
08026225 | DLMS-Genus | 065 | TCPIP_DLMS | GSM | Feeder | 4815 | 205 | BABHULGAON URBAN | 304007 | 33 KV BABHULAGAON
X0444741 | DLMS-Secure | 055 | TCPIP_DLMS | GSM | Feeder | 4815 | 205 | KAPARA(M) AG | 304064 | 33 KV SAWAR
X0444738 | DLMS-Secure | 055 | TCPIP_DLMS | GSM | Feeder | 4815 | 206 | GALWHA AG | 304064 | 33 KV SAWAR
X0444763 | DLMS-Secure | 055 | TCPIP_DLMS | GSM | Feeder | 4815 | 204 | SAWAR AG | 304064 | 33 KV SAWAR
X0444761 | DLMS-Secure | 055 | TCPIP_DLMS | GSM | Feeder | 4815 | 208 | 11KV PAHUR GAOTHAN FEEDER (NEW) | 304007 | 33 KV BABHULAGAON
08026208 | DLMS-Genus | 065 | TCPIP_DLMS | GSM | Feeder | 4815 | 206 | 11KV KARALGAON GAOTHAN FEEDER(NEW) | 304007 | 33 KV BABHULAGAON
08026209 | DLMS-Genus | 065 | TCPIP_DLMS | GSM | Feeder | 4815 | 207 | 11KV NAIGAON GAOTHAN FEEDER | 304007 | 33 KV BABHULAGAON
X0401568 | DLMS-Secure | 055 | TCPIP_DLMS | GSM | Feeder | 4815 | 203 | 11 KV DABHA GAOTHAN | 304036 | 33 KV DABHA
08026234 | DLMS-Genus | 065 | TCPIP_DLMS | GSM | Feeder | 4815 | 204 | 11 KV GALAWI GAOTHAN | 304036 | 33 KV DABHA
XD453577 | DLMS-Secure | 055 | TCPIP_DLMS | GSM | Feeder | 4815 | 201 | 11 KV SINDHI FEEDER | 304103 | 33 KV GHARFAL
08026162 | DLMS-Genus | 065 | TCPIP_DLMS | GSM | Feeder | 4815 | 201 | 11KV FALEGAON FEEDER | 304082 | 33KV SARUL SUBSTATION
07170802 | LnT | 053 | TCPIP_LNT | GSM | Feeder | 4815 | 201 | 11 KV DABHA AG | 304036 | 33 KV DABHA
X0401563 | DLMS-Secure | 055 | TCPIP_DLMS | GSM | Feeder | 4815 | 202 | 11KV PIMPALKHUTA FEEDER | 304082 | 33KV SARUL SUBSTATION
07170751 | LnT | 053 | TCPIP_LNT | GSM | Feeder | 4815 | 202 | 11 KV GALAWI AG | 304036 | 33 KV DABHA
17272856 | DLMS-LnT | 053 | TCPIP_DLMS | GSM | Feeder | 4815 | 204 | 11 KV G & P | 304007 | 33 KV BABHULAGAON
17272854 | DLMS-LnT | 053 | TCPIP_DLMS | GSM | Feeder | 4815 | 201 | 11 KV KARALGAON | 304007 | 33 KV BABHULAGAON
17272857 | DLMS-LnT | 053 | TCPIP_DLMS | GSM | Feeder | 4815 | 203 | 11 KV PAHUR | 304007 | 33 KV BABHULAGAON
17272855 | DLMS-LnT | 053 | TCPIP_DLMS | GSM | Feeder | 4815 | 202 | 11 KV NAIGAON | 304007 | 33 KV BABHULAGAON
X0399471 | DLMS-Secure | 055 | TCPIP_DLMS | GSM | Feeder | 4815 | 201 | 11 KV SAWAR GAOTHAN | 304064 | 33 KV SAWAR
X0399486 | DLMS-Secure | 055 | TCPIP_DLMS | GSM | Feeder | 4815 | 203 | 11 KV GALWA GAOTHAN | 304064 | 33 KV SAWAR
12627649 | DLMS-LnT | 053 | TCPIP_DLMS | GSM | Feeder | 3166 | 206 | 11 KV GALAMGAON EXPRESS FEEDER | 304002 | 33KV KALAMB
18205991 | DLMS-LnT | 053 | TCPIP_DLMS | GSM | Feeder | 3166 | 201 | 11KV DONODA-TAMBA FEEDER | 304071 | 33 kv kotha
03004018 | Genus | 065 | TCPIP_Genus | GSM | Feeder | 3166 | 202 | 11KV KAMATHWADA | 304002 | 33KV KALAMB
MSP59831 | DLMS-Secure | 055 | TCPIP_DLMS | GSM | Feeder | 3166 | 204 | 11 KV PIMPALGAON FEEDER | 304095 | 33/11 KV SAWRGAON- PARSODI SUB-STATION
08026211 | DLMS-Genus | 065 | TCPIP_DLMS | GSM | Feeder | 3166 | 201 | 11KV KALAMB TOWN | 304002 | 33KV KALAMB
MSP59832 | DLMS-Secure | 055 | TCPIP_DLMS | GSM | Feeder | 3166 | 202 | 11 KV UMRI FEEDER | 304095 | 33/11 KV SAWRGAON- PARSODI SUB-STATION
00568214 | DLMS-HPL | 076 | TCPIP_DLMS | GSM | Feeder | 3166 | 203 | 11KV KOTHA | 304002 | 33KV KALAMB
08026129 | DLMS-Genus | 065 | TCPIP_DLMS | GSM | Feeder | 3166 | 202 | 11 KV KOTHA-TARODA FEEDER | 304071 | 33 kv kotha
X1251886 | DLMS-Secure | 055 | TCPIP_DLMS | GSM | Feeder | 3166 | 205 | 11 KV SAPRE FEEER KOTHA S/TN | 304071 | 33 kv kotha
00568211 | DLMS-HPL | 076 | TCPIP_DLMS | GSM | Feeder | 3166 | 204 | 11KV WATKHED FEEDER | 304002 | 33KV KALAMB
X1304669 | DLMS-Secure | 055 | TCPIP_DLMS | GSM | Feeder | 3166 | 209 | 11 KV MATHA KALAMB FEEDER | 304002 | 33KV KALAMB
X1304713 | DLMS-Secure | 055 | TCPIP_DLMS | GSM | Feeder | 3166 | 208 | 11 KV WADHONA-BELONA FEEDER | 304002 | 33KV KALAMB
MSP59830 | DLMS-Secure | 055 | TCPIP_DLMS | GSM | Feeder | 3166 | 201 | 11 KV SAWARGAON FEEDER | 304095 | 33/11 KV SAWRGAON- PARSODI SUB-STATION
18205992 | DLMS-LnT | 053 | TCPIP_DLMS | GSM | Feeder | 3166 | 203 | 11KV ASHTI-NARSAPUR FEEDER | 304071 | 33 kv kotha
00380648 | DLMS-HPL | 076 | TCPIP_DLMS | GSM | Feeder | 3166 | 205 | 11 KV EXPRESS | 304002 | 33KV KALAMB
08026231 | DLMS-Genus | 065 | TCPIP_DLMS | GSM | Feeder | 4816 | 203 | 11KV ZADGAON FEEDER | 304005 | 33/11KV S/S RALEGAON
08026233 | DLMS-Genus | 065 | TCPIP_DLMS | GSM | Feeder | 4816 | 203 | 11KV EKBHURJI FEEDER | 304063 | 33/11KV ZADGAON
08026237 | DLMS-Genus | 065 | TCPIP_DLMS | GSM | Feeder | 4816 | 201 | 11KV ZADGAON NEW FEEDER | 304063 | 33/11KV ZADGAON
XC427339 | DLMS-Secure | 055 | TCPIP_DLMS | GSM | Feeder | 4816 | 207 | 11 KV ASHTONA | 304012 | 33KV WADKI S/S
XC482341 | DLMS-Secure | 055 | TCPIP_DLMS | GSM | Feeder | 4816 | 206 | 11 KV DAHEGAON | 304012 | 33KV WADKI S/S
X0401564 | DLMS-Secure | 055 | TCPIP_DLMS | GSM | Feeder | 4816 | 203 | KHAIRI | 304012 | 33KV WADKI S/S
X0401499 | DLMS-Secure | 055 | TCPIP_DLMS | GSM | Feeder | 4816 | 201 | WADKI | 304012 | 33KV WADKI S/S
XC427352 | DLMS-Secure | 055 | TCPIP_DLMS | GSM | Feeder | 4816 | 208 | 11 KV WADAKI RURAL | 304012 | 33KV WADKI S/S
08026230 | DLMS-Genus | 065 | TCPIP_DLMS | GSM | Feeder | 4816 | 206 | 11 KV EXP WATER WORKS KALAMNER | 304005 | 33/11KV S/S RALEGAON
MSE70262 | Secure | 055 | TCPIP_Secure | GSM | Feeder | 4816 | 205 | 11KV EXEPRESS FEEDER RLG H.P. GINNING | 304005 | 33/11KV S/S RALEGAON
MSE70206 | Secure | 055 | TCPIP_Secure | GSM | Feeder | 4816 | 202 | 11KV KALAMNER FEEDER | 304005 | 33/11KV S/S RALEGAON
MSE70211 | Secure | 055 | TCPIP_Secure | GSM | Feeder | 4816 | 201 | 11KV RALEGAON TOWN | 304005 | 33/11KV S/S RALEGAON
00568223 | DLMS-HPL | 076 | TCPIP_DLMS | GSM | Feeder | 4816 | 204 | 11KV JALKA FEEDER | 304005 | 33/11KV S/S RALEGAON
X0994241 | DLMS-Secure | 055 | TCPIP_DLMS | GSM | Feeder | 4816 | 202 | 11 KV KARANJI FEEDER | 304106 | 33/11 KV WADHONA BAZAR
X0994268 | DLMS-Secure | 055 | TCPIP_DLMS | GSM | Feeder | 4816 | 203 | 11 KV TAKALI FEEDER | 304106 | 33/11 KV WADHONA BAZAR
X0994225 | DLMS-Secure | 055 | TCPIP_DLMS | GSM | Feeder | 4816 | 201 | 11 KV WADHONA BAJAR FEEDER | 304106 | 33/11 KV WADHONA BAZAR
08024236 | DLMS-Genus | 065 | TCPIP_DLMS | GSM | Feeder | 4816 | 202 | 11KV SAONER FEEDER | 304063 | 33/11KV ZADGAON
MSB02305 | Secure | 055 | TCPIP_Secure | GSM | Feeder | 3174 | 203 | 11KV JODMOHA GAOTHAN | 304033 | 33KV JODMOHA
08026131 | DLMS-Genus | 065 | TCPIP_DLMS | GSM | Feeder | 3174 | 206 | 11 KV KOLAMBI AG | 304016 | 33KV KOLAMBI
07426842 | LnT | 053 | TCPIP_LNT | GSM | Feeder | 3174 | 201 | 11 KV SAWALI | 304029 | 33 KV PARDI NASKARI
08026132 | DLMS-Genus | 065 | TCPIP_DLMS | GSM | Feeder | 3174 | 205 | 11 KV PARWA GAONTHAN GFSS NCC FEEDER | 304033 | 33KV JODMOHA
08026221 | DLMS-Genus | 065 | TCPIP_DLMS | GSM | Feeder | 3174 | 204 | 11 KV KAREGAON AG | 304016 | 33KV KOLAMBI
00568218 | DLMS-HPL | 076 | TCPIP_DLMS | GSM | Feeder | 3174 | 204 | 11KV TALEGAON GAOTHAN | 304033 | 33KV JODMOHA
07170843 | LnT | 053 | TCPIP_LNT | GSM | Feeder | 3174 | 203 | 11 KV NASKARI PARDI | 304029 | 33 KV PARDI NASKARI
08026218 | DLMS-Genus | 065 | TCPIP_DLMS | GSM | Feeder | 3174 | 201 | 11KV KOLAMBI GAONTHAN | 304016 | 33KV KOLAMBI
08026130 | DLMS-Genus | 065 | TCPIP_DLMS | GSM | Feeder | 3174 | 205 | 11KV AKOLA AG | 304016 | 33KV KOLAMBI
08026128 | DLMS-Genus | 065 | TCPIP_DLMS | GSM | Feeder | 3174 | 202 | 11KV AKOLA BAZAR GAONTHAN | 304016 | 33KV KOLAMBI
04575584 | DLMS-Genus | 065 | TCPIP_DLMS | GSM | Feeder | 3174 | 201 | 11KV JODMOHA AG | 304033 | 33KV JODMOHA
X0402200 | DLMS-Secure | 055 | TCPIP_DLMS | GSM | Feeder | 3174 | 203 | 11-KV NANZA | 304065 | 33-KV ANTARGAON
07170827 | LnT | 053 | TCPIP_LNT | GSM | Feeder | 3174 | 202 | 11 KV TALANI AG | 304029 | 33 KV PARDI NASKARI
X0402199 | DLMS-Secure | 055 | TCPIP_DLMS | GSM | Feeder | 3174 | 202 | 11-KV DONGARKHARDA | 304065 | 33-KV ANTARGAON
X0402201 | DLMS-Secure | 055 | TCPIP_DLMS | GSM | Feeder | 3174 | 201 | 11-KV ANTARGAON | 304065 | 33-KV ANTARGAON
MSB61761 | Secure | 055 | TCPIP_Secure | GSM | Feeder | 3174 | 204 | 11-KV TALANI GAONTHAN | 304029 | 33 KV PARDI NASKARI
XC439971 | DLMS-Secure | 055 | TCPIP_DLMS | GSM | Feeder | 3174 | 203 | 11KV KAREGAON GAONTHAN | 304016 | 33KV KOLAMBI
16058427 | DLMS-LnT | 053 | TCPIP_DLMS | GSM | Feeder | 1708 | 207 | 11KV RANA DENIM | 304101 | 33/11 KV YAVATMAL GIS
12484428 | LnT | 053 | TCPIP_LnT_9600 | GSM | Feeder | 1708 | 202 | 11 KV AMBIKA NAGAR | 304022 | 33 KV TALAOFAIL
18000516 | DLMS-LnT | 053 | TCPIP_DLMS | GSM | Feeder | 1708 | 205 | TOWN I | 304101 | 33/11 KV YAVATMAL GIS
18000504 | DLMS-LnT | 053 | TCPIP_DLMS | GSM | Feeder | 1708 | 202 | 11 KV TOWN-2 FEEDER | 304101 | 33/11 KV YAVATMAL GIS
18012900 | DLMS-LnT | 053 | TCPIP_DLMS | GSM | Feeder | 1708 | 209 | 11 KV NILONA FEEDER | 304101 | 33/11 KV YAVATMAL GIS
18007601 | DLMS-LnT | 053 | TCPIP_DLMS | GSM | Feeder | 1708 | 202 | 11 KV CHANDORE NAGAR | 304104 | 33/11 KV MOHA
18012924 | DLMS-LnT | 053 | TCPIP_DLMS | GSM | Feeder | 1708 | 201 | 11KV TAKALI | 304104 | 33/11 KV MOHA
00467177 | DLMS-HPL | 076 | TCPIP_DLMS | GSM | Feeder | 1708 | 205 | 11 KV MOHA | 304104 | 33/11 KV MOHA
MSP35014 | Secure | 055 | TCPIP_Secure | GSM | Feeder | 1708 | 201 | 11 KV EKVIRA FEEDER | 304017 | 33 KV MIDC
MPC01604 | Secure | 055 | TCPIP_Secure | GSM | Feeder | 1708 | 203 | 11KV BHOYAR | 304017 | 33 KV MIDC
03004012 | Genus | 065 | TCPIP_Genus | GSM | Feeder | 1708 | 201 | 11 KV SARAFA BAZAR | 304022 | 33 KV TALAOFAIL
07426823 | LnT | 053 | TCPIP_LNT | GSM | Feeder | 1708 | 201 | 11KV WADGAON | 304040 | 33 KV WADGAON
12484430 | LnT | 053 | TCPIP_LnT_9600 | GSM | Feeder | 1708 | 204 | 11 KV COTTON | 304022 | 33 KV TALAOFAIL
00568217 | DLMS-HPL | 076 | TCPIP_DLMS | GSM | Feeder | 1708 | 203 | 11 KV ESENTIAL | 304022 | 33 KV TALAOFAIL
12484704 | LnT | 053 | TCPIP_LnT_9600 | GSM | Feeder | 1708 | 211 | 11 KV REWATI FEEDER | 304040 | 33 KV WADGAON
12484457 | LnT | 053 | TCPIP_LnT_9600 | GSM | Feeder | 1708 | 207 | 11KV SHASTRINAGAR | 304040 | 33 KV WADGAON
00568212 | DLMS-HPL | 076 | TCPIP_DLMS | GSM | Feeder | 1708 | 207 | 11KV RAVIRAJ | 304017 | 33 KV MIDC
08026215 | DLMS-Genus | 065 | TCPIP_DLMS | GSM | Feeder | 1708 | 211 | 11 KV TEXTILE PARK | 304017 | 33 KV MIDC
08026166 | DLMS-Genus | 065 | TCPIP_DLMS | GSM | Feeder | 1708 | 202 | 11 KV ST WORK SHOP | 304053 | 33 KV VIDYUT BHAVAN
08023423 | DLMS-Genus | 065 | TCPIP_DLMS | GSM | Feeder | 1708 | 204 | 11 KV MANDEO GAONTHAN | 304040 | 33 KV WADGAON
08026199 | DLMS-Genus | 065 | TCPIP_DLMS | GSM | Feeder | 1708 | 202 | 11KV BANGAR NAGAR FEEDER | 304066 | 33 KV PIMPALGAO SUBSTION
MPC01577 | Secure | 055 | TCPIP_Secure | GSM | Feeder | 1708 | 202 | 11KV MIDC | 304017 | 33 KV MIDC
MPC01589 | Secure | 055 | TCPIP_Secure | GSM | Feeder | 1708 | 203 | 11 KV TAHSIL | 304053 | 33 KV VIDYUT BHAVAN
04575583 | DLMS-Genus | 065 | TCPIP_DLMS | GSM | Feeder | 1708 | 204 | 11KV GANGA FEEDER | 304101 | 33/11 KV YAVATMAL GIS
04579973 | DLMS-Genus | 065 | TCPIP_DLMS | GSM | Feeder | 1708 | 206 | 11KV CHAPDOH FEEDER | 304101 | 33/11 KV YAVATMAL GIS
X0401555 | DLMS-Secure | 055 | TCPIP_DLMS | GSM | Feeder | 1708 | 202 | 11 KV MANDEO AG | 304040 | 33 KV WADGAON
03015255 | Genus | 065 | TCPIP_Genus | GSM | Feeder | 1708 | 402 | 33 KV BALAJI ELECTROSMELT | 304017 | 33 KV MIDC
12484345 | LnT | 053 | TCPIP_LnT_9600 | GSM | Feeder | 1708 | 208 | 11 KV GOVT. MEDICAL HOSPITAL | 304066 | 33 KV PIMPALGAO SUBSTION
MPC01598 | Secure | 055 | TCPIP_Secure | GSM | Feeder | 1708 | 204 | 11KV GLOBAL | 304017 | 33 KV MIDC
06600137 | LnT | 053 | TCPIP_LNT | GSM | Feeder | 1708 | 201 | 11 KV NAVRANG FEEDER | 304066 | 33 KV PIMPALGAO SUBSTION
12484465 | LnT | 053 | TCPIP_LnT_9600 | GSM | Feeder | 1708 | 204 | 11 KV AKASHWANI FEEDER | 304084 | 33/11 kV GPDHANI S/S
12484572 | LnT | 053 | TCPIP_LnT_9600 | GSM | Feeder | 1708 | 207 | 11KV NETAJI NAGAR | 304066 | 33 KV PIMPALGAO SUBSTION
12484477 | LnT | 053 | TCPIP_LnT_9600 | GSM | Feeder | 1708 | 206 | 11 KV VISAWA | 304066 | 33 KV PIMPALGAO SUBSTION
12484684 | LnT | 053 | TCPIP_LnT_9600 | GSM | Feeder | 1708 | 203 | 11 KV FILTER PLANT FEEDER | 304084 | 33/11 kV GPDHANI S/S
MPC01576 | Secure | 055 | TCPIP_Secure | GSM | Feeder | 1708 | 201 | 11 KV LIC | 304053 | 33 KV VIDYUT BHAVAN
03015286 | Genus | 065 | TCPIP_Genus | GSM | Feeder | 1708 | 203 | 11KV PRAVIN NAGAR | 304040 | 33 KV WADGAON
12484439 | LnT | 053 | TCPIP_LnT_9600 | GSM | Feeder | 1708 | 209 | 11 kV JAM ROAD | 304040 | 33 KV WADGAON
12484698 | LnT | 053 | TCPIP_LnT_9600 | GSM | Feeder | 1708 | 205 | 11 KV JAM RURAL FEEDER | 304084 | 33/11 kV GPDHANI S/S
18000509 | DLMS-LnT | 053 | TCPIP_DLMS | GSM | Feeder | 1708 | 208 | 11KV RURAL AG | 304101 | 33/11 KV YAVATMAL GIS
14764536 | DLMS-LnT | 053 | TCPIP_DLMS | GSM | Feeder | 2127 | 202 | 11KV BAMANI FEEDER | 084020 | 33/11 kv BAMANI
13550632 | DLMS-LnT | 053 | TCPIP_DLMS | GSM | Feeder | 2127 | 205 | 11 KV WCL | 084078 | 33 KV BALLARSHAH
X1960158 | DLMS-Secure | 055 | TCPIP_DLMS | GSM | Feeder | 2127 | 403 | 33 KV WCL PAUNI II FEEDER | 088021 | 220 KV BALLARSHAH SUBSTATION
17271396 | DLMS-LnT | 053 | NON_AMR_MODEM | GSM | Feeder | 2127 | 207 | 11 KV TEKADI | 085001 | 66 KV BALLARSHAH
13550631 | DLMS-LnT | 053 | TCPIP_DLMS | GSM | Feeder | 2127 | 217 | 11 KV BPM 2 | 084078 | 33 KV BALLARSHAH
MSE76056 | Secure | 055 | TCPIP_Secure | GSM | Feeder | 2127 | 402 | 33KV RAJURA FEEDER. | 084020 | 33/11 kv BAMANI
XF470605 | DLMS-Secure | 055 | TCPIP_DLMS | GSM | Feeder | 2127 | 204 | 11KV SAINIKI SCHOOL EXPRESS FEEDER | 084078 | 33 KV BALLARSHAH
XG476950 | DLMS-Secure | 055 | TCPIP_DLMS | GSM | Feeder | 2127 | 208 | 11 KV BOTENICAL GARDEN | 084078 | 33 KV BALLARSHAH
X0398794 | DLMS-Secure | 055 | TCPIP_DLMS | GSM | Feeder | 2127 | 201 | 11 KV VISAPUR | 084078 | 33 KV BALLARSHAH
07326113 | LnT | 053 | TCPIP_LNT | GSM | Feeder | 2127 | 201 | 11 KV KOTHARI | 084016 | 33KV KOTHARI
X0398795 | DLMS-Secure | 055 | TCPIP_DLMS | GSM | Feeder | 2127 | 215 | 11 KV BPM-I | 084078 | 33 KV BALLARSHAH
03006486 | Genus | 065 | TCPIP_Genus | GSM | Feeder | 2127 | 204 | 11 KV GN COLLAGE FEEDER | 084020 | 33/11 kv BAMANI
15032559 | LnT | 053 | TCPIP_LnT_9600 | GSM | Feeder | 2127 | 405 | 33 KV LIS PALASGAON EXPRESS FEEDER | 084020 | 33/11 kv BAMANI
00467350 | DLMS-HPL | 076 | TCPIP_DLMS | GSM | Feeder | 2127 | 207 | 11 KV GAOTHAN | 084016 | 33KV KOTHARI
00467339 | DLMS-HPL | 076 | TCPIP_DLMS | GSM | Feeder | 2127 | 205 | 11 KV KALAMANA | 084016 | 33KV KOTHARI
MSU12136 | Secure | 055 | TCPIP_Secure | GSM | Feeder | 2127 | 204 | 11KV MANORA FEEDER | 084016 | 33KV KOTHARI
03006485 | Genus | 065 | TCPIP_Genus | GSM | Feeder | 2127 | 211 | 11 KV COLONEY | 084078 | 33 KV BALLARSHAH
X0398804 | DLMS-Secure | 055 | TCPIP_DLMS | GSM | Feeder | 2127 | 203 | 11 KV BALLARPUR TOWN | 084078 | 33 KV BALLARSHAH
X0401512 | DLMS-Secure | 055 | TCPIP_DLMS | GSM | Feeder | 2127 | 201 | 11KV JUNONA FEEDER | 084020 | 33/11 kv BAMANI
X0401513 | DLMS-Secure | 055 | TCPIP_DLMS | GSM | Feeder | 2127 | 203 | 11 KV DAHELI | 084020 | 33/11 kv BAMANI
17271376 | DLMS-LnT | 053 | TCPIP_DLMS | GSM | Feeder | 2127 | 403 | 33 KV BAMANI I/C | 084020 | 33/11 kv BAMANI
17271361 | DLMS-LnT | 053 | TCPIP_DLMS | GSM | Feeder | 2127 | 209 | 11 KV WASTI FEEDER | 084078 | 33 KV BALLARSHAH
17271365 | DLMS-LnT | 053 | TCPIP_DLMS | GSM | Feeder | 2127 | 202 | 11 KV NANDGAON FEEDER | 084078 | 33 KV BALLARSHAH
XD413931 | DLMS-Secure | 055 | TCPIP_DLMS | GSM | Feeder | 2127 | 201 | 11KV SAIBABA FEEDER | 084069 | 33KV FDCM KARWA SUB-STATION
XD413791 | DLMS-Secure | 055 | TCPIP_DLMS | GSM | Feeder | 2127 | 202 | 11KV RAILWAY FEEDER | 084069 | 33KV FDCM KARWA SUB-STATION
XD413789 | DLMS-Secure | 055 | TCPIP_DLMS | GSM | Feeder | 2127 | 203 | 11KV KALA MANDIR FEEDER | 084069 | 33KV FDCM KARWA SUB-STATION
XD413903 | DLMS-Secure | 055 | TCPIP_DLMS | GSM | Feeder | 2127 | 204 | 11KV BUS STAND FEEDER | 084069 | 33KV FDCM KARWA SUB-STATION
XD413906 | DLMS-Secure | 055 | TCPIP_DLMS | GSM | Feeder | 2127 | 205 | 11KV NEW JUNONA FEEDER | 084069 | 33KV FDCM KARWA SUB-STATION
X1347528 | DLMS-Secure | 055 | TCPIP_DLMS | GSM | Feeder | 2127 | 218 | 11 KV WATER WORK VISAPUR | 084078 | 33 KV BALLARSHAH
XD453939 | DLMS-Secure | 055 | TCPIP_DLMS | GSM | Feeder | 4330 | 201 | 11 KV NARANDA | 084073 | 33KV NARANDA SUB STATION
XD453952 | DLMS-Secure | 055 | TCPIP_DLMS | GSM | Feeder | 4330 | 203 | 11 KV ANTARGAON | 084073 | 33KV NARANDA SUB STATION
XD453956 | DLMS-Secure | 055 | TCPIP_DLMS | GSM | Feeder | 4330 | 202 | 11 KV PIPARI | 084073 | 33KV NARANDA SUB STATION
08026319 | DLMS-Genus | 065 | TCPIP_DLMS | GSM | Feeder | 4330 | 204 | 11 kv wansadi | 084006 | 33 KV KORAPANA
08024199 | DLMS-Genus | 065 | TCPIP_DLMS | GSM | Feeder | 4330 | 204 | 11 KV PIMPALGAON | 084044 | 33 KV GADCHANDUR
08026278 | DLMS-Genus | 065 | TCPIP_DLMS | GSM | Feeder | 4330 | 202 | 11 KV KORAPANA | 084006 | 33 KV KORAPANA
XC439972 | DLMS-Secure | 055 | TCPIP_DLMS | GSM | Feeder | 4330 | 203 | 11KV BHOYEGAON LINK FEEDER | 084068 | 33 KV KAWATHALA SUB-STATION
XD453945 | DLMS-Secure | 055 | TCPIP_DLMS | GSM | Feeder | 4330 | 201 | 11 KV KAWATHALA FEEDER | 084068 | 33 KV KAWATHALA SUB-STATION
08026306 | DLMS-Genus | 065 | TCPIP_DLMS | GSM | Feeder | 4330 | 203 | 11 KV THUTRA | 084044 | 33 KV GADCHANDUR
00381835 | DLMS-HPL | 076 | TCPIP_DLMS | GSM | Feeder | 4330 | 201 | 11 kv GADCHANDUR | 084044 | 33 KV GADCHANDUR
MSU12091 | Secure | 055 | TCPIP_Secure | GSM | Feeder | 4330 | 206 | 11 kv NANDA | 084044 | 33 KV GADCHANDUR
MSU12098 | Secure | 055 | TCPIP_Secure | GSM | Feeder | 4330 | 205 | 11 KV L&T FEEDER | 084044 | 33 KV GADCHANDUR
MSU12123 | Secure | 055 | TCPIP_Secure | GSM | Feeder | 4330 | 203 | 11 KV PARSODA | 084026 | 33 KV PARDI
XB449587 | DLMS-Secure | 055 | TCPIP_DLMS | GSM | Feeder | 4330 | 204 | 11KV RUPAPETH FEEDER-I | 084026 | 33 KV PARDI
X0401546 | DLMS-Secure | 055 | TCPIP_DLMS | GSM | Feeder | 4330 | 205 | 11KV CHENAI FEEDER | 084026 | 33 KV PARDI
X0401510 | DLMS-Secure | 055 | TCPIP_DLMS | GSM | Feeder | 4330 | 205 | 11KV TULSHI FEEDER | 084006 | 33 KV KORAPANA
MSU12165 | Secure | 055 | TCPIP_Secure | GSM | Feeder | 4330 | 202 | 11 KV RUPAPETH | 084026 | 33 KV PARDI
07328709 | LnT | 053 | TCPIP_LNT | GSM | Feeder | 4330 | 201 | 11 KV MATHA FEEDER | 084006 | 33 KV KORAPANA
MSU12146 | Secure | 055 | TCPIP_Secure | GSM | Feeder | 4330 | 201 | 11 KV PARDI | 084026 | 33 KV PARDI
08026333 | DLMS-Genus | 065 | TCPIP_DLMS | GSM | Feeder | 4330 | 203 | 11 KV KUSAL | 084006 | 33 KV KORAPANA
08026331 | DLMS-Genus | 065 | TCPIP_DLMS | GSM | Feeder | 4330 | 202 | 11 kv Asan | 084044 | 33 KV GADCHANDUR
XD453932 | DLMS-Secure | 055 | TCPIP_DLMS | GSM | Feeder | 4330 | 202 | 11KV KHAIRGAON FEEDER | 084068 | 33 KV KAWATHALA SUB-STATION
X0399858 | DLMS-Secure | 055 | TCPIP_DLMS | GSM | Feeder | 4330 | 405 | WCL PAINGANGA | 088012 | 220 KV GADCHANDUR
X0398787 | DLMS-Secure | 055 | TCPIP_DLMS | GSM | Feeder | 4329 | 204 | 11 KV AKSAPUR | 084046 | 33KV GONDPIPRI
03015415 | Genus | 065 | TCPIP_Genus | GSM | Feeder | 4329 | 206 | 11 KV WADKULI | 084046 | 33KV GONDPIPRI
08026259 | DLMS-Genus | 065 | TCPIP_DLMS | GSM | Feeder | 4329 | 201 | 11 KV TOWN | 084046 | 33KV GONDPIPRI
X2004691 | DLMS-Secure | 055 | TCPIP_DLMS | GSM | Feeder | 4329 | 401 | 33 KV BHANGARAM TALODHI | 084089 | 33/11KV BHANGARAM TALODHI SUB STATION
X1943612 | DLMS-Secure | 055 | TCPIP_DLMS | GSM | Feeder | 4329 | 201 | 11 KV BHANGARAM TALODHI | 084089 | 33/11KV BHANGARAM TALODHI SUB STATION
X1943614 | DLMS-Secure | 055 | TCPIP_DLMS | GSM | Feeder | 4329 | 202 | 11 KV SALEZARI | 084089 | 33/11KV BHANGARAM TALODHI SUB STATION
X1943604 | DLMS-Secure | 055 | TCPIP_DLMS | GSM | Feeder | 4329 | 203 | 11 KV RALAPETH FEEDER | 084089 | 33/11KV BHANGARAM TALODHI SUB STATION
15007729 | LnT | 053 | TCPIP_LnT_9600 | GSM | Feeder | 4329 | 208 | 11KV TOHOGAON FEEDER | 084052 | 33/11KV Tohogaon Substation
14096168 | LnT | 053 | TCPIP_LnT_9600 | GSM | Feeder | 4329 | 210 | 11KV LATHI FEEDER | 084052 | 33/11KV Tohogaon Substation
XH407158 | DLMS-Secure | 055 | TCPIP_DLMS | GSM | Feeder | 4329 | 205 | 11 KV KIRMIRI EXPRESS | 084045 | 33kKV CK-DONGARGAON
15010256 | LnT | 053 | TCPIP_LnT_9600 | GSM | Feeder | 4329 | 209 | 11KV KUDESAOLI FEEDER | 084052 | 33/11KV Tohogaon Substation
00568048 | DLMS-HPL | 076 | TCPIP_DLMS | GSM | Feeder | 4329 | 205 | 11 KV BEMBAL | 084046 | 33KV GONDPIPRI
08024204 | DLMS-Genus | 065 | TCPIP_DLMS | GSM | Feeder | 4329 | 204 | 11KV DARUR | 084045 | 33kKV CK-DONGARGAON
03015393 | Genus | 065 | TCPIP_Genus | GSM | Feeder | 4329 | 203 | 11KV LIS TOMTA | 084045 | 33kKV CK-DONGARGAON
03015394 | Genus | 065 | TCPIP_Genus | GSM | Feeder | 4329 | 203 | 11 KV VIHIRGAON | 084046 | 33KV GONDPIPRI
00693324 | DLMS-HPL | 076 | TCPIP_DLMS | GSM | Feeder | 4329 | 201 | 11KV DHABA | 084045 | 33kKV CK-DONGARGAON
00693323 | DLMS-HPL | 076 | TCPIP_DLMS | GSM | Feeder | 4329 | 202 | 11KV HIWARA | 084045 | 33kKV CK-DONGARGAON
X0401511 | DLMS-Secure | 055 | TCPIP_DLMS | GSM | Feeder | 4329 | 202 | 11 KV AASHTI | 084046 | 33KV GONDPIPRI
08024202 | DLMS-Genus | 065 | TCPIP_DLMS | GSM | Feeder | 4329 | 207 | 11KV KIRMIRI OLD FEEDER | 084046 | 33KV GONDPIPRI
04609465 | DLMS-Genus | 065 | TCPIP_DLMS | GSM | Feeder | 4834 | 202 | 11 KV WANI | 084011 | 33 KV JIWATI
07326030 | LnT | 053 | TCPIP_LNT | GSM | Feeder | 4834 | 201 | 11 KV TEKAMANDWA | 084011 | 33 KV JIWATI
07326093 | LnT | 053 | TCPIP_LNT | GSM | Feeder | 4834 | 203 | 11 KV JIWATI | 084011 | 33 KV JIWATI
13546598 | DLMS-LnT | 053 | TCPIP_DLMS | GSM | Feeder | 4834 | 201 | 11 KV PATAN | 084041 | 33KV Ambezari Substation
03015397 | Genus | 065 | TCPIP_Genus | GSM | Feeder | 4834 | 203 | 11 KV BHARI | 084041 | 33KV Ambezari Substation
13546651 | DLMS-LnT | 053 | TCPIP_DLMS | GSM | Feeder | 4834 | 202 | 11 KV SHENGOAN FEEDER | 084041 | 33KV Ambezari Substation
MSU12099 | Secure | 055 | TCPIP_Secure | GSM | Feeder | 4834 | 204 | 11 KV YELLAPUR | 084011 | 33 KV JIWATI
XC436036 | DLMS-Secure | 055 | TCPIP_DLMS | GSM | Feeder | 4833 | 401 | 33 KV GONDPIPRI | 084071 | 33/11KV NAVEGAON MORE SUB-STATION
MSB02197 | Secure | 055 | TCPIP_Secure | GSM | Feeder | 4833 | 205 | 11kV CHINTALDHABA FEEDER. | 084014 | 33 KV POMBHURNA
14764503 | DLMS-LnT | 053 | TCPIP_DLMS | GSM | Feeder | 4833 | 204 | 11 KV ASHTA FEEDER | 084014 | 33 KV POMBHURNA
00467325 | DLMS-HPL | 076 | TCPIP_DLMS | GSM | Feeder | 4833 | 203 | 11 KV UMARI FEEDER | 084014 | 33 KV POMBHURNA
XE482584 | DLMS-Secure | 055 | TCPIP_DLMS | GSM | Feeder | 4833 | 203 | 11KV DIGHORI FEEDER | 084071 | 33/11KV NAVEGAON MORE SUB-STATION
08026294 | DLMS-Genus | 065 | TCPIP_DLMS | GSM | Feeder | 4833 | 206 | 11 KV DONGARHALDI FEEDER | 084014 | 33 KV POMBHURNA
03005100 | Genus | 065 | TCPIP_Genus | GSM | Feeder | 4833 | 202 | 11 KV POMBHURNA | 084014 | 33 KV POMBHURNA
XE482547 | DLMS-Secure | 055 | TCPIP_DLMS | GSM | Feeder | 4833 | 202 | 11KV NAVEGAON (MORE) FEEDER | 084071 | 33/11KV NAVEGAON MORE SUB-STATION
XE482580 | DLMS-Secure | 055 | TCPIP_DLMS | GSM | Feeder | 4833 | 201 | 11KV GHATKUL FEEDER | 084071 | 33/11KV NAVEGAON MORE SUB-STATION
08026328 | DLMS-Genus | 065 | TCPIP_DLMS | GSM | Feeder | 4833 | 201 | 11 KV DEWADA FEEDER | 084014 | 33 KV POMBHURNA
XD453936 | DLMS-Secure | 055 | TCPIP_DLMS | GSM | Feeder | 4328 | 202 | 11 KV LAKKADKOT FEEDER | 084076 | 33/ 11 KV DEWADA SUBSTATION
XC455135 | DLMS-Secure | 055 | TCPIP_DLMS | GSM | Feeder | 4328 | 203 | 11 KV NANDGAON FEEDER | 084058 | 33/11 KV WARODA SUBSTATION
XD453953 | DLMS-Secure | 055 | TCPIP_DLMS | GSM | Feeder | 4328 | 203 | 11 KV YERGAVHAN FEEDER | 084076 | 33/ 11 KV DEWADA SUBSTATION
XD453954 | DLMS-Secure | 055 | TCPIP_DLMS | GSM | Feeder | 4328 | 203 | 11 KV PACHGAON GAOTHAN FEEDER | 084081 | 33/11 KV AHERI SUBSTATION
XD453940 | DLMS-Secure | 055 | TCPIP_DLMS | GSM | Feeder | 4328 | 202 | 11 KV KHAMONA AG FEEDER | 084081 | 33/11 KV AHERI SUBSTATION
08026332 | DLMS-Genus | 065 | TCPIP_DLMS | GSM | Feeder | 4328 | 202 | 11 KV DHOPTALA FEEDER | 084003 | 33/11 KV RAJURA SUBSTATION
08024214 | DLMS-Genus | 065 | TCPIP_DLMS | GSM | Feeder | 4328 | 201 | 11 KV RAJURA FEEDER | 084003 | 33/11 KV RAJURA SUBSTATION
08026312 | DLMS-Genus | 065 | TCPIP_DLMS | GSM | Feeder | 4328 | 205 | 11 KV WARUR FEEDER | 084003 | 33/11 KV RAJURA SUBSTATION
08026314 | DLMS-Genus | 065 | TCPIP_DLMS | GSM | Feeder | 4328 | 204 | 11 KV SASTI FEEDER | 084003 | 33/11 KV RAJURA SUBSTATION
08023467 | DLMS-Genus | 065 | TCPIP_DLMS | GSM | Feeder | 4328 | 207 | 11 KV SHIVAJI NAGAR FEEDER | 084003 | 33/11 KV RAJURA SUBSTATION
XC458679 | DLMS-Secure | 055 | TCPIP_DLMS | GSM | Feeder | 4328 | 201 | 11 KV CHUNALA FEEDER | 084065 | 33/11 KV BAMANWADA SUBSTATION
07326076 | LnT | 053 | TCPIP_LNT | GSM | Feeder | 4328 | 203 | 11 KV TEMBHURWAHI | 084015 | 33/11 KV WIRUR SUBSTATION
07326114 | LnT | 053 | TCPIP_LNT | GSM | Feeder | 4328 | 202 | 11 KV DHANORA GAOTHAN FEEDER | 084015 | 33/11 KV WIRUR SUBSTATION
16002890 | LnT | 053 | TCPIP_LnT_9600 | GSM | Feeder | 4328 | 203 | 11 KV MURTI AG FEEDER | 084054 | 33/11 KV VIHIRGAON SUBSTATION
16002871 | LnT | 053 | TCPIP_LnT_9600 | GSM | Feeder | 4328 | 201 | 11 KV CHANAKHA AG FEEDER | 084054 | 33/11 KV VIHIRGAON SUBSTATION
05039060 | DLMS-HPL | 076 | TCPIP_DLMS | GSM | Feeder | 4328 | 204 | 11 KV MIDC FEEDER | 084065 | 33/11 KV BAMANWADA SUBSTATION
X0333346 | DLMS-Secure | 055 | TCPIP_DLMS | GSM | Feeder | 4328 | 203 | 11 KV BAMANWADA FEEDER | 084065 | 33/11 KV BAMANWADA SUBSTATION
00467348 | DLMS-HPL | 076 | TCPIP_DLMS | GSM | Feeder | 4328 | 202 | 11 KV DESHPANDE WADI FEEDER | 084065 | 33/11 KV BAMANWADA SUBSTATION
16002868 | LnT | 053 | TCPIP_LnT_9600 | GSM | Feeder | 4328 | 202 | 11 KV KOHAPARA GAOTHAN FEEDER | 084054 | 33/11 KV VIHIRGAON SUBSTATION
MSU10733 | Secure | 055 | TCPIP_Secure | GSM | Feeder | 4328 | 204 | 11 KV SUBBAI GAOTHAN FEEDER | 084015 | 33/11 KV WIRUR SUBSTATION
XD453944 | DLMS-Secure | 055 | TCPIP_DLMS | GSM | Feeder | 4328 | 201 | 11 KV PANDHARPAUNI FEEDER | 084081 | 33/11 KV AHERI SUBSTATION
X0494548 | DLMS-Secure | 055 | TCPIP_DLMS | GSM | Feeder | 4328 | 205 | 11 KV VIHIRGAON GAOTHAN FEEDER | 084054 | 33/11 KV VIHIRGAON SUBSTATION
X0494506 | DLMS-Secure | 055 | TCPIP_DLMS | GSM | Feeder | 4328 | 206 | 11 KV VIRUR GAOTHAN FEEDER | 084015 | 33/11 KV WIRUR SUBSTATION
X0401518 | DLMS-Secure | 055 | TCPIP_DLMS | GSM | Feeder | 4328 | 203 | 11 KV SUMTHANA AG FEEDER | 084003 | 33/11 KV RAJURA SUBSTATION
X0401544 | DLMS-Secure | 055 | TCPIP_DLMS | GSM | Feeder | 4328 | 206 | 11 KV ARVI FEEDER | 084003 | 33/11 KV RAJURA SUBSTATION
X0401545 | DLMS-Secure | 055 | TCPIP_DLMS | GSM | Feeder | 4328 | 201 | 11 KV KAWITPETH AG FEEDER | 084015 | 33/11 KV WIRUR SUBSTATION
XC458340 | DLMS-Secure | 055 | TCPIP_DLMS | GSM | Feeder | 4328 | 201 | 11 KV PELLORA FEEDER | 084058 | 33/11 KV WARODA SUBSTATION
X0363000 | DLMS-Secure | 055 | TCPIP_DLMS | GSM | Feeder | 4328 | 202 | 11 KV SAKHARI FEEDER | 084058 | 33/11 KV WARODA SUBSTATION
XD453937 | DLMS-Secure | 055 | TCPIP_DLMS | GSM | Feeder | 4328 | 201 | 11 KV DEWADA FEEDER | 084076 | 33/ 11 KV DEWADA SUBSTATION
00381690 | DLMS-HPL | 076 | TCPIP_DLMS | GSM | Feeder | 2119 | 207 | 11 KV LALPETH | 084008 | 33 KV BABUPETH
XG438052 | DLMS-Secure | 055 | TCPIP_DLMS | GSM | Feeder | 2119 | 206 | 11KV BAGAD KHIDKI | 084083 | 33/11KV SAMADHI SUBSTATION
08026274 | DLMS-Genus | 065 | TCPIP_DLMS | GSM | Feeder | 2119 | 201 | 11 KV MAHAKALI | 084008 | 33 KV BABUPETH
X1306622 | DLMS-Secure | 055 | TCPIP_DLMS | GSM | Feeder | 2119 | 201 | 11KV GANJ WARD | 084083 | 33/11KV SAMADHI SUBSTATION
00467344 | DLMS-HPL | 076 | TCPIP_DLMS | GSM | Feeder | 2119 | 201 | 11 KV ARVAT | 084023 | 33 KV PATHANPURA
X0853546 | DLMS-Secure | 055 | TCPIP_DLMS | GSM | Feeder | 2119 | 205 | 11 KV GEN. HOSPITAL | 084008 | 33 KV BABUPETH
XG438048 | DLMS-Secure | 055 | TCPIP_DLMS | GSM | Feeder | 2119 | 208 | 11KV ANCHALESHWAR | 084083 | 33/11KV SAMADHI SUBSTATION
00693332 | DLMS-HPL | 076 | TCPIP_DLMS | GSM | Feeder | 2119 | 202 | 11 KV VIKASNAGAR | 084008 | 33 KV BABUPETH
00693317 | DLMS-HPL | 076 | TCPIP_DLMS | GSM | Feeder | 2119 | 204 | 11KV COLLERY | 084023 | 33 KV PATHANPURA
00693320 | DLMS-HPL | 076 | TCPIP_DLMS | GSM | Feeder | 2119 | 206 | 11 KV SAMADHI | 084008 | 33 KV BABUPETH
00693313 | DLMS-HPL | 076 | TCPIP_DLMS | GSM | Feeder | 2119 | 204 | 11 KV GOPALPURI | 084008 | 33 KV BABUPETH
00693334 | DLMS-HPL | 076 | TCPIP_DLMS | GSM | Feeder | 2119 | 203 | 11 KV PATHANPURA | 084008 | 33 KV BABUPETH
X1658000 | DLMS-Secure | 055 | TCPIP_DLMS | GSM | Feeder | 2119 | 207 | STP PATHANPURA | 084023 | 33 KV PATHANPURA
X1095563 | DLMS-Secure | 055 | TCPIP_DLMS | GSM | Feeder | 2119 | 205 | 11KV BINBA GATE | 084023 | 33 KV PATHANPURA
X1092656 | DLMS-Secure | 055 | TCPIP_DLMS | GSM | Feeder | 2119 | 202 | 11 KV GHUTKALA | 084023 | 33 KV PATHANPURA
XB449585 | DLMS-Secure | 055 | TCPIP_DLMS | GSM | Feeder | 2119 | 203 | 11 KV CHANDRAPUR GANDHI CHOWK | 084023 | 33 KV PATHANPURA
03006139 | Genus | 065 | TCPIP_Genus | GSM | Feeder | 4327 | 201 | 11 KV MAMLA BORDA | 084019 | 33 KV CHICHPALLI
14046285 | LnT | 053 | TCPIP_LnT_9600 | GSM | Feeder | 4327 | 213 | 11KV AMBUJA FLY ASH FEEDER | 085010 | 33/11 KV Chandrapur TPS
14046429 | LnT | 053 | TCPIP_LnT_9600 | GSM | Feeder | 4327 | 212 | 11KV ULTRATECH FLY ASH FEEDER | 085010 | 33/11 KV Chandrapur TPS
17271338 | DLMS-LnT | 053 | TCPIP_DLMS | GSM | Feeder | 4327 | 205 | 11 KV TPS-II (ACC FLY ASH) | 085010 | 33/11 KV Chandrapur TPS
17272837 | DLMS-LnT | 053 | TCPIP_DLMS | GSM | Feeder | 4327 | 202 | 11 KV PADMAPUR | 085010 | 33/11 KV Chandrapur TPS
15003616 | LnT | 053 | TCPIP_LnT_9600 | GSM | Feeder | 4327 | 202 | 11KV NTPC II | 084048 | 33KV TADALI SUBSTATION
XB449599 | DLMS-Secure | 055 | TCPIP_DLMS | GSM | Feeder | 4327 | 201 | 11KV AGARZARI FEEDER | 084070 | 33/11KV PADMAPUR SUB-STATION
X0401531 | DLMS-Secure | 055 | TCPIP_DLMS | GSM | Feeder | 4327 | 202 | 11KV BHATALI FEEDER | 084070 | 33/11KV PADMAPUR SUB-STATION
X0401532 | DLMS-Secure | 055 | TCPIP_DLMS | GSM | Feeder | 4327 | 203 | 11KV WARWAT FEEDER | 084070 | 33/11KV PADMAPUR SUB-STATION
17271351 | DLMS-LnT | 053 | TCPIP_DLMS | GSM | Feeder | 4327 | 206 | 11 KV DURGAPUR WCL | 085010 | 33/11 KV Chandrapur TPS
XC413949 | DLMS-Secure | 055 | TCPIP_DLMS | GSM | Feeder | 4327 | 205 | 11 KV TADALI NEW DDUGJY | 084048 | 33KV TADALI SUBSTATION
17271350 | DLMS-LnT | 053 | TCPIP_DLMS | GSM | Feeder | 4327 | 208 | 11 KV RURAL | 085010 | 33/11 KV Chandrapur TPS
X0399862 | DLMS-Secure | 055 | TCPIP_DLMS | GSM | Feeder | 4327 | 203 | 11 KV URJANAGAR | 085010 | 33/11 KV Chandrapur TPS
X0399863 | DLMS-Secure | 055 | TCPIP_DLMS | GSM | Feeder | 4327 | 204 | 11 KV TPS-1 | 085010 | 33/11 KV Chandrapur TPS
XF460429 | DLMS-Secure | 055 | TCPIP_DLMS | GSM | Feeder | 4327 | 402 | 33 KV CSTPS COAL CONVEYOR FEEDER | 085010 | 33/11 KV Chandrapur TPS
03006300 | Genus | 065 | TCPIP_Genus | GSM | Feeder | 4327 | 202 | 11 KV CHICHPALLI | 084019 | 33 KV CHICHPALLI
15086484 | LnT | 053 | TCPIP_LnT_9600 | GSM | Feeder | 4327 | 202 | 11 KV AMARAI | 084088 | GHUGHUS
15094023 | LnT | 053 | TCPIP_LnT_9600 | GSM | Feeder | 4327 | 201 | 11 KV NAKODA NEW | 084088 | GHUGHUS
17271352 | DLMS-LnT | 053 | TCPIP_DLMS | GSM | Feeder | 4327 | 209 | 11 KV ERAI | 085010 | 33/11 KV Chandrapur TPS
15086519 | LnT | 053 | TCPIP_LnT_9600 | GSM | Feeder | 4327 | 206 | 11 KV LLOYD METALS | 084088 | GHUGHUS
X1960164 | DLMS-Secure | 055 | TCPIP_DLMS | GSM | Feeder | 4327 | 405 | 33 KV VIJASAN | 088016 | 220/33KV TADALI MIDC S/STN
14096131 | LnT | 053 | TCPIP_LnT_9600 | GSM | Feeder | 4327 | 203 | 11KV TADALI II | 084048 | 33KV TADALI SUBSTATION
MSE76076 | Secure | 055 | TCPIP_Secure | GSM | Feeder | 4327 | 207 | 11 KV SEWAGE | 085010 | 33/11 KV Chandrapur TPS
17272843 | DLMS-LnT | 053 | TCPIP_DLMS | GSM | Feeder | 4327 | 201 | 11KV SONEGAON | 084048 | 33KV TADALI SUBSTATION
X2047465 | DLMS-Secure | 055 | TCPIP_DLMS | GSM | Feeder | 4327 | 205 | 11 KV MHADA DHANORA | 084077 | 33 KV SHIDUR SUBSTATION
04579758 | DLMS-Genus | 065 | TCPIP_DLMS | GSM | Feeder | 4327 | 203 | 11KV PIPARI | 084077 | 33 KV SHIDUR SUBSTATION
08026291 | DLMS-Genus | 065 | TCPIP_DLMS | GSM | Feeder | 4327 | 202 | 11KV SHIDUR | 084077 | 33 KV SHIDUR SUBSTATION
08026280 | DLMS-Genus | 065 | TCPIP_DLMS | GSM | Feeder | 4327 | 201 | 11KV PANDHARKAWADA | 084077 | 33 KV SHIDUR SUBSTATION
14764489 | DLMS-LnT | 053 | TCPIP_DLMS | GSM | Feeder | 4327 | 210 | 11 KV WATER SUPPLY | 085010 | 33/11 KV Chandrapur TPS
X1957913 | DLMS-Secure | 055 | TCPIP_DLMS | GSM | Feeder | 4327 | 203 | 11 KV KOLSA | 084019 | 33 KV CHICHPALLI
17224144 | DLMS-LnT | 053 | TCPIP_DLMS | GSM | Feeder | 4327 | 211 | 11 KV DURGAPUR TOWN | 085010 | 33/11 KV Chandrapur TPS
15094016 | LnT | 053 | TCPIP_LnT_9600 | GSM | Feeder | 4327 | 203 | 11 KV BELSANI | 084088 | GHUGHUS
X0398802 | DLMS-Secure | 055 | TCPIP_DLMS | GSM | Feeder | 2160 | 211 | 11 KV GOPALNAGAR W/W | 084047 | 33 KV SHASHTRINAGAR S/S
X0398803 | DLMS-Secure | 055 | TCPIP_DLMS | GSM | Feeder | 2160 | 202 | 11 KV RAYYATWARI(COLARY II) | 084047 | 33 KV SHASHTRINAGAR S/S
X0398788 | DLMS-Secure | 055 | TCPIP_DLMS | GSM | Feeder | 2160 | 201 | 11 KV CHANDRAPUR INDIRA NAGAR | 084047 | 33 KV SHASHTRINAGAR S/S
X1092625 | DLMS-Secure | 055 | TCPIP_DLMS | GSM | Feeder | 2160 | 208 | 11 KV WTP DATALA VLG | 084018 | 33 KV VISHWAKARMA
XD413950 | DLMS-Secure | 055 | TCPIP_DLMS | GSM | Feeder | 2160 | 203 | STP RAHMATNAGAR | 084074 | 33/11 KV J.B.NAGAR SUB-STATION
X1092581 | DLMS-Secure | 055 | TCPIP_DLMS | GSM | Feeder | 2160 | 201 | 11 KV MIDC-I | 084039 | 33 KV MIDC
X1957903 | DLMS-Secure | 055 | TCPIP_DLMS | GSM | Feeder | 2160 | 207 | 11 KV MULTI EXP. FEEDER | 084039 | 33 KV MIDC
X1092646 | DLMS-Secure | 055 | TCPIP_DLMS | GSM | Feeder | 2160 | 204 | 11 KV EXPRESS WW | 084074 | 33/11 KV J.B.NAGAR SUB-STATION
17272830 | DLMS-LnT | 053 | TCPIP_DLMS | GSM | Feeder | 2160 | 202 | 11 KV CHANDRAPUR MIDC TADALI | 084039 | 33 KV MIDC
17272836 | DLMS-LnT | 053 | TCPIP_DLMS | GSM | Feeder | 2160 | 203 | 11 KV CHANDRAPUR MIDC PADOLI | 084039 | 33 KV MIDC
07328705 | LnT | 053 | TCPIP_LNT | GSM | Feeder | 2160 | 201 | 11 KV CHANDRAPUR GAJANAN MANDIR | 084018 | 33 KV VISHWAKARMA
05035860 | DLMS-HPL | 076 | TCPIP_DLMS | GSM | Feeder | 2160 | 205 | 11 KV MATOSHREE FEEDER | 084051 | 33/11 KV DURGAPUR SUB STATION
09137784 | LnT | 053 | TCPIP_LnT_9600 | GSM | Feeder | 2160 | 209 | 11 KV SHASTRINAGAR TADALI | 084047 | 33 KV SHASHTRINAGAR S/S
17271389 | DLMS-LnT | 053 | TCPIP_DLMS | GSM | Feeder | 2160 | 411 | AUNDA GATE FEEDER | 088015 | 220 KV MIDC
14046281 | LnT | 053 | TCPIP_LnT_9600 | GSM | Feeder | 2160 | 202 | 11 KV SUMITRA NAGAR | 084051 | 33/11 KV DURGAPUR SUB STATION
03015399 | Genus | 065 | TCPIP_Genus | GSM | Feeder | 2160 | 204 | 11 KV CHANDRAPUR TOWN-I | 084021 | 33 KV TUKUM
13063074 | LnT | 053 | TCPIP_LnT_9600 | GSM | Feeder | 2160 | 201 | 11 KV CHHATRAPATI NAGAR | 084051 | 33/11 KV DURGAPUR SUB STATION
X2025384 | DLMS-Secure | 055 | TCPIP_DLMS | GSM | Feeder | 2160 | 206 | CANCER HOSPITAL PAGALBABA NAGAR | 084021 | 33 KV TUKUM
XB449584 | DLMS-Secure | 055 | TCPIP_DLMS | GSM | Feeder | 2160 | 203 | 11 KV CHANDRAPUR RAMNAGAR | 084018 | 33 KV VISHWAKARMA
XF471050 | DLMS-Secure | 055 | TCPIP_DLMS | GSM | Feeder | 2160 | 208 | 11 KV MHADA COLONY FEEDER | 084039 | 33 KV MIDC
XD413786 | DLMS-Secure | 055 | TCPIP_DLMS | GSM | Feeder | 2160 | 201 | 11 KV DAWA BAZAR | 084074 | 33/11 KV J.B.NAGAR SUB-STATION
XD413953 | DLMS-Secure | 055 | TCPIP_DLMS | GSM | Feeder | 2160 | 202 | 11 KV AMBEDKAR SABHAGRUH | 084074 | 33/11 KV J.B.NAGAR SUB-STATION
09137783 | LnT | 053 | TCPIP_LnT_9600 | GSM | Feeder | 2160 | 206 | 11 KV ASTABHUJA | 084047 | 33 KV SHASHTRINAGAR S/S
09137588 | LnT | 053 | TCPIP_LnT_9600 | GSM | Feeder | 2160 | 203 | 11 KV TUKUM | 084021 | 33 KV TUKUM
13063084 | LnT | 053 | TCPIP_LnT_9600 | GSM | Feeder | 2160 | 203 | 11 KV DURGAPUR BACK FEED | 084051 | 33/11 KV DURGAPUR SUB STATION
15032602 | LnT | 053 | TCPIP_LnT_9600 | GSM | Feeder | 2160 | 206 | 11 KV MIDC III | 084039 | 33 KV MIDC
X0399881 | DLMS-Secure | 055 | TCPIP_DLMS | GSM | Feeder | 2160 | 207 | 11 KV LOHARA | 084047 | 33 KV SHASHTRINAGAR S/S
04609425 | DLMS-Genus | 065 | TCPIP_DLMS | GSM | Feeder | 2160 | 411 | AUNDA GATE FEEDER | 088015 | 220 KV MIDC
X0401526 | DLMS-Secure | 055 | TCPIP_DLMS | GSM | Feeder | 2160 | 205 | 11 KV NTPC | 084039 | 33 KV MIDC
X0401528 | DLMS-Secure | 055 | TCPIP_DLMS | GSM | Feeder | 2160 | 204 | 11 KV MIDC-II | 084039 | 33 KV MIDC
XB449597 | DLMS-Secure | 055 | TCPIP_DLMS | GSM | Feeder | 2160 | 204 | 11 KV NAGINABAG | 084018 | 33 KV VISHWAKARMA
XB449586 | DLMS-Secure | 055 | TCPIP_DLMS | GSM | Feeder | 2160 | 206 | 11 KV CHANDRAPUR WADGAON | 084018 | 33 KV VISHWAKARMA
17271401 | DLMS-LnT | 053 | TCPIP_DLMS | GSM | Feeder | 2160 | 406 | MIDC TO PGCIL | 088015 | 220 KV MIDC
X0398799 | DLMS-Secure | 055 | TCPIP_DLMS | GSM | Feeder | 2160 | 205 | 11 KV RAMNAGAR W/W | 084018 | 33 KV VISHWAKARMA
X0402235 | DLMS-Secure | 055 | TCPIP_DLMS | GSM | Feeder | 2160 | 201 | 11 KV SHASTRINAGAR INDUSTRIAL | 084021 | 33 KV TUKUM
08026271 | DLMS-Genus | 065 | TCPIP_DLMS | GSM | Feeder | 2160 | 403 | 33 KV DRC | 084047 | 33 KV SHASHTRINAGAR S/S
14764499 | DLMS-LnT | 053 | TCPIP_DLMS | GSM | Feeder | 2160 | 202 | 11 KV AKASHWANI | 084018 | 33 KV VISHWAKARMA
X0399872 | DLMS-Secure | 055 | TCPIP_DLMS | GSM | Feeder | 2160 | 210 | 11 KV DURGAPUR | 084047 | 33 KV SHASHTRINAGAR S/S
17224137 | DLMS-LnT | 053 | TCPIP_DLMS | GSM | Feeder | 2160 | 202 | 11 KV JATPURA | 084021 | 33 KV TUKUM
X0402231 | DLMS-Secure | 055 | TCPIP_DLMS | GSM | Feeder | 2160 | 208 | 11 KV SHASTRINAGAR PADOLI | 084047 | 33 KV SHASHTRINAGAR S/S
X2116271 | DLMS-Secure | 055 | TCPIP_DLMS | GSM | Feeder | 4335 | 201 | 11KV YERGAON FEEDER | 084090 | 33/11 KV BHEJGAON SUBSTATION
X0399867 | DLMS-Secure | 055 | TCPIP_DLMS | GSM | Feeder | 4335 | 203 | 11 KV GANDHI CHAUOK FEEDER | 084053 | 33/11 KV MUL SUBSTATION
X2103678 | DLMS-Secure | 055 | TCPIP_DLMS | GSM | Feeder | 4335 | 203 | 11KV HALDI FEEDER | 084090 | 33/11 KV BHEJGAON SUBSTATION
X1092568 | DLMS-Secure | 055 | TCPIP_DLMS | GSM | Feeder | 4335 | 201 | 11 KV BHADURNA FEEDER | 084087 | 33/11 KV MARODA SUBSTATION
X1092612 | DLMS-Secure | 055 | TCPIP_DLMS | GSM | Feeder | 4335 | 203 | 11 KV SOMNATH FEEDER | 084087 | 33/11 KV MARODA SUBSTATION
X1092582 | DLMS-Secure | 055 | TCPIP_DLMS | GSM | Feeder | 4335 | 202 | 11 KV MARODA FEEDER | 084087 | 33/11 KV MARODA SUBSTATION
12627196 | LnT | 053 | TCPIP_LnT_9600 | GSM | Feeder | 4335 | 205 | 11 KV CHINCHALA | 084053 | 33/11 KV MUL SUBSTATION
07326115 | LnT | 053 | TCPIP_LNT | GSM | Feeder | 4335 | 203 | 11 KV PETGAON | 084042 | 33KV RAJOLI
07326002 | LnT | 053 | TCPIP_LNT | GSM | Feeder | 4335 | 201 | 11 KV RAJOLI | 084042 | 33KV RAJOLI
08024208 | DLMS-Genus | 065 | TCPIP_DLMS | GSM | Feeder | 4335 | 202 | 11 KV DONGARGAON | 084042 | 33KV RAJOLI
15003608 | LnT | 053 | TCPIP_LnT_9600 | GSM | Feeder | 4335 | 201 | 11 KV SUSHI | 084050 | 33 KV CHIROLI SUB-STATION
14096148 | LnT | 053 | TCPIP_LnT_9600 | GSM | Feeder | 4335 | 203 | 11 KV JANALA | 084050 | 33 KV CHIROLI SUB-STATION
14089132 | LnT | 053 | TCPIP_LnT_9600 | GSM | Feeder | 4335 | 202 | 11 KV CHIROLI | 084050 | 33 KV CHIROLI SUB-STATION
16002847 | LnT | 053 | TCPIP_LnT_9600 | GSM | Feeder | 4335 | 209 | 11 KV ATHWADI BAZAR | 084053 | 33/11 KV MUL SUBSTATION
16002797 | LnT | 053 | TCPIP_LnT_9600 | GSM | Feeder | 4335 | 212 | 11 KV CHAMORSHI ROAD FEEDER | 084053 | 33/11 KV MUL SUBSTATION
00467324 | DLMS-HPL | 076 | TCPIP_DLMS | GSM | Feeder | 4335 | 207 | 11 KV NAGPUR ROAD AG FEEDER | 084053 | 33/11 KV MUL SUBSTATION
14764529 | DLMS-LnT | 053 | TCPIP_DLMS | GSM | Feeder | 4335 | 202 | 11 KV KOSAMBI FEEDER | 084053 | 33/11 KV MUL SUBSTATION
09137803 | LnT | 053 | TCPIP_LnT_9600 | GSM | Feeder | 4335 | 201 | 11 KV GUJARI FEEDER | 084053 | 33/11 KV MUL SUBSTATION
09137818 | LnT | 053 | TCPIP_LnT_9600 | GSM | Feeder | 4335 | 204 | 11KV PARADWAHI FEEDER | 084053 | 33/11 KV MUL SUBSTATION
15086476 | LnT | 053 | TCPIP_LnT_9600 | GSM | Feeder | 4335 | 213 | 11KV AKAPUR FEEDER | 084053 | 33/11 KV MUL SUBSTATION
14764515 | DLMS-LnT | 053 | TCPIP_DLMS | GSM | Feeder | 4335 | 206 | 11 KV AG SEP FEEDER | 084053 | 33/11 KV MUL SUBSTATION
XC427323 | DLMS-Secure | 055 | TCPIP_DLMS | GSM | Feeder | 4335 | 215 | 11 KV WATER SUPPLY MUL | 084053 | 33/11 KV MUL SUBSTATION
XE489702 | DLMS-Secure | 055 | TCPIP_DLMS | GSM | Feeder | 4335 | 202 | 11 KV CHIMADA FEEDER | 084075 | 33/11KV MUL MIDC SUBSTATION,AKAPUR MUL
X0853271 | DLMS-Secure | 055 | TCPIP_DLMS | GSM | Feeder | 4335 | 201 | 11KV MARHEGAON FEEDER | 084075 | 33/11KV MUL MIDC SUBSTATION,AKAPUR MUL
X0853275 | DLMS-Secure | 055 | TCPIP_DLMS | GSM | Feeder | 4335 | 203 | 11KV MIDC FEEDER | 084075 | 33/11KV MUL MIDC SUBSTATION,AKAPUR MUL
X2103698 | DLMS-Secure | 055 | TCPIP_DLMS | GSM | Feeder | 4335 | 202 | 11KV BHEJGAON FEEDER | 084090 | 33/11 KV BHEJGAON SUBSTATION
MSU12152 | Secure | 055 | TCPIP_Secure | GSM | Feeder | 4832 | 202 | 11 KV GADISURLA FEEDER | 084031 | 33KV SUB STATION BEMBAL
MSU12105 | Secure | 055 | TCPIP_Secure | GSM | Feeder | 4832 | 203 | 11 KV JUNASURLA FEEDER | 084031 | 33KV SUB STATION BEMBAL
XC427367 | DLMS-Secure | 055 | TCPIP_DLMS | GSM | Feeder | 4832 | 205 | WATER SUPPLY NP MUL PARDI | 084031 | 33KV SUB STATION BEMBAL
MSU12084 | Secure | 055 | TCPIP_Secure | GSM | Feeder | 4832 | 201 | 11 KV BEMBAL FEEDER | 084031 | 33KV SUB STATION BEMBAL
14089155 | LnT | 053 | TCPIP_LnT_9600 | GSM | Feeder | 4832 | 202 | 11KV JIBGAON FEEDER | 084049 | 33kv Check piranji sub station
14096144 | LnT | 053 | TCPIP_LnT_9600 | GSM | Feeder | 4832 | 203 | 11 KV BOTHALI FEEDER | 084049 | 33kv Check piranji sub station
15003655 | LnT | 053 | TCPIP_LnT_9600 | GSM | Feeder | 4832 | 201 | 11KV SAOLI FEEDER | 084049 | 33kv Check piranji sub station
X0401523 | DLMS-Secure | 055 | TCPIP_DLMS | GSM | Feeder | 4832 | 204 | 11KV NIFANDRA | 084007 | Vyahad sub Station
X0401525 | DLMS-Secure | 055 | TCPIP_DLMS | GSM | Feeder | 4832 | 202 | 11 KV KERODA | 084007 | Vyahad sub Station
X1284445 | DLMS-Secure | 055 | TCPIP_DLMS | GSM | Feeder | 4832 | 201 | 11 KV RAJGAD | 084084 | 33/11 KV RAJGAD
XF470483 | DLMS-Secure | 055 | TCPIP_DLMS | GSM | Feeder | 4832 | 202 | 11KV HARAMBA FEEDER | 084082 | 33/11KV HARAMBA SUBSTATION
X1304748 | DLMS-Secure | 055 | TCPIP_DLMS | GSM | Feeder | 4832 | 202 | 11 KV BHAWRALA | 084084 | 33/11 KV RAJGAD
XF470472 | DLMS-Secure | 055 | TCPIP_DLMS | GSM | Feeder | 4832 | 201 | 11KV DEVETOK FEEDER | 084082 | 33/11KV HARAMBA SUBSTATION
XF470478 | DLMS-Secure | 055 | TCPIP_DLMS | GSM | Feeder | 4832 | 203 | 11KV DONALA FEEDER | 084082 | 33/11KV HARAMBA SUBSTATION
14033484 | LnT | 053 | TCPIP_LnT_9600 | GSM | Feeder | 4832 | 403 | 33KV BORGHAT FEEDER | 084031 | 33KV SUB STATION BEMBAL
00309904 | DLMS-HPL | 076 | TCPIP_DLMS | GSM | Feeder | 4832 | 203 | 11 KV UPARI | 084007 | Vyahad sub Station
XC439916 | DLMS-Secure | 055 | TCPIP_DLMS | GSM | Feeder | 2186 | 203 | 11 KV PIRALEE AG | 084060 | 33/11 KV PERLEE SUB STATION
X0334698 | DLMS-Secure | 055 | TCPIP_DLMS | GSM | Feeder | 2186 | 201 | 11 KV MUDHOLI | 084062 | 33/11 KV MUDHOLI SUB STATION
XC413931 | DLMS-Secure | 055 | TCPIP_DLMS | GSM | Feeder | 2186 | 203 | 11 KV NAGAR PARISAD | 084063 | 33/11 KV BHADRAWATI MIDC SUB STATION
XC413880 | DLMS-Secure | 055 | TCPIP_DLMS | GSM | Feeder | 2186 | 201 | 11KV RAILWAY STATION | 084063 | 33/11 KV BHADRAWATI MIDC SUB STATION
XC439962 | DLMS-Secure | 055 | TCPIP_DLMS | GSM | Feeder | 2186 | 203 | 11 KV KONDHA GAOTHAN | 084066 | 33/11 KV KONDHA SUB STATION
XC413945 | DLMS-Secure | 055 | TCPIP_DLMS | GSM | Feeder | 2186 | 206 | 11KV PIPARI GAOTHAN FEEDER | 084063 | 33/11 KV BHADRAWATI MIDC SUB STATION
X0790551 | DLMS-Secure | 055 | TCPIP_DLMS | GSM | Feeder | 2186 | 401 | 33 KV EMPTA | 084066 | 33/11 KV KONDHA SUB STATION
17224138 | DLMS-LnT | 053 | TCPIP_DLMS | GSM | Feeder | 2186 | 202 | 11 KV DOLARA | 084022 | 33 KV VIJASAN
14764507 | DLMS-LnT | 053 | TCPIP_DLMS | GSM | Feeder | 2186 | 201 | 11 KV GHODPETH | 084022 | 33 KV VIJASAN
14764520 | DLMS-LnT | 053 | TCPIP_DLMS | GSM | Feeder | 2186 | 201 | 11 KV CHANDANKHEDA | 084001 | 33 KV CHANDANKHEDA S/S
14764522 | DLMS-LnT | 053 | TCPIP_DLMS | GSM | Feeder | 2186 | 203 | 11 KV ASHTA | 084001 | 33 KV CHANDANKHEDA S/S
17271362 | DLMS-LnT | 053 | TCPIP_DLMS | GSM | Feeder | 2186 | 201 | 11 KV TADOBA | 085002 | 66 KV BHANDAK S/S
17271392 | DLMS-LnT | 053 | TCPIP_DLMS | GSM | Feeder | 2186 | 202 | 11 KV BHANDAK | 085002 | 66 KV BHANDAK S/S
17271393 | DLMS-LnT | 053 | TCPIP_DLMS | GSM | Feeder | 2186 | 203 | 11 KV NTPC | 085002 | 66 KV BHANDAK S/S
17271340 | DLMS-LnT | 053 | TCPIP_DLMS | GSM | Feeder | 2186 | 403 | 33 KV VIJASON TO PGCL | 084022 | 33 KV VIJASAN
X0402228 | DLMS-Secure | 055 | TCPIP_DLMS | GSM | Feeder | 2186 | 207 | 11 KV CHANDANKHEDA GAOTHAN | 084001 | 33 KV CHANDANKHEDA S/S
X1092615 | DLMS-Secure | 055 | TCPIP_DLMS | GSM | Feeder | 2186 | 206 | 11 KV SAGARA AG | 084001 | 33 KV CHANDANKHEDA S/S
XC413935 | DLMS-Secure | 055 | TCPIP_DLMS | GSM | Feeder | 2186 | 204 | 11 KV PIPARI AG | 084063 | 33/11 KV BHADRAWATI MIDC SUB STATION
17224139 | DLMS-LnT | 053 | TCPIP_DLMS | GSM | Feeder | 2186 | 204 | 11 KV ORD. FACTORY-1 | 085002 | 66 KV BHANDAK S/S
17272846 | DLMS-LnT | 053 | TCPIP_DLMS | GSM | Feeder | 2186 | 205 | 11 KV ORDNANCE FACTORY -II | 085002 | 66 KV BHANDAK S/S
XC439976 | DLMS-Secure | 055 | TCPIP_DLMS | GSM | Feeder | 2186 | 201 | 11 KV HARDALA AG FEEDER | 084066 | 33/11 KV KONDHA SUB STATION
XC447440 | DLMS-Secure | 055 | TCPIP_DLMS | GSM | Feeder | 2186 | 202 | 11 KV CHALBARDI AG | 084066 | 33/11 KV KONDHA SUB STATION
14764521 | DLMS-LnT | 053 | TCPIP_DLMS | GSM | Feeder | 2186 | 202 | 11 KV TADOBA | 084001 | 33 KV CHANDANKHEDA S/S
X0401534 | DLMS-Secure | 055 | TCPIP_DLMS | GSM | Feeder | 2186 | 203 | 11 KV GOURALA | 084022 | 33 KV VIJASAN
X0402234 | DLMS-Secure | 055 | TCPIP_DLMS | GSM | Feeder | 2186 | 205 | 11KV MOHBALA | 084022 | 33 KV VIJASAN
XC447508 | DLMS-Secure | 055 | TCPIP_DLMS | GSM | Feeder | 2186 | 203 | 11 KV WADALA | 084062 | 33/11 KV MUDHOLI SUB STATION
XC439899 | DLMS-Secure | 055 | TCPIP_DLMS | GSM | Feeder | 2186 | 202 | 11 KV DHANOLI AG | 084060 | 33/11 KV PERLEE SUB STATION
X0444745 | DLMS-Secure | 055 | TCPIP_DLMS | GSM | Feeder | 2186 | 205 | 11 KV BELGAON | 084001 | 33 KV CHANDANKHEDA S/S
XC439892 | DLMS-Secure | 055 | TCPIP_DLMS | GSM | Feeder | 2186 | 201 | 11 KV PIRLEE GAOTHAN | 084060 | 33/11 KV PERLEE SUB STATION
X0334700 | DLMS-Secure | 055 | TCPIP_DLMS | GSM | Feeder | 2186 | 202 | 11 KV VILODA | 084062 | 33/11 KV MUDHOLI SUB STATION
X0444758 | DLMS-Secure | 055 | TCPIP_DLMS | GSM | Feeder | 4337 | 205 | 11 KV NEW NERI GAOTHAN | 084024 | 33 KV NERI SUB-STATION
17271412 | DLMS-LnT | 053 | TCPIP_DLMS | GSM | Feeder | 4337 | 401 | 33 KV MURPAR | 084002 | 33 KV CHIMUR S/S
X0444713 | DLMS-Secure | 055 | TCPIP_DLMS | GSM | Feeder | 4337 | 205 | 11 KV BHISI GAOTHAN | 084025 | 33 KV BHISI SUB-STATION
X1603075 | DLMS-Secure | 055 | TCPIP_DLMS | GSM | Feeder | 4337 | 205 | 11 KV BALAJI FEEDER | 084055 | KHADASANGI SUBSTATION
X1304707 | DLMS-Secure | 055 | TCPIP_DLMS | GSM | Feeder | 4337 | 203 | 11 KV KHAMBADA AG | 084085 | 33/11 KV KHAMBADA S/ST
X1284426 | DLMS-Secure | 055 | TCPIP_DLMS | GSM | Feeder | 4337 | 202 | 11 KV GONDEDA GAOTHAN | 084085 | 33/11 KV KHAMBADA S/ST
14764470 | DLMS-LnT | 053 | TCPIP_DLMS | GSM | Feeder | 4337 | 202 | 11KV JAMBHULGHAT FEEDER | 084072 | 33/11KV JAMBHULGHAT SUB-STATION
13546623 | DLMS-LnT | 053 | TCPIP_DLMS | GSM | Feeder | 4337 | 203 | 11KV PARADPAR FEEDER | 084072 | 33/11KV JAMBHULGHAT SUB-STATION
XB449594 | DLMS-Secure | 055 | TCPIP_DLMS | GSM | Feeder | 4337 | 203 | 11 K.V. RAMPUR | 084024 | 33 KV NERI SUB-STATION
12627215 | DLMS-LnT | 053 | TCPIP_DLMS | GSM | Feeder | 4337 | 201 | 11KV PIMPALGAON FEEDER | 084072 | 33/11KV JAMBHULGHAT SUB-STATION
X2138936 | DLMS-Secure | 055 | TCPIP_DLMS | GSM | Feeder | 4337 | 206 | 11KV KHANGAON FEEDER | 084055 | KHADASANGI SUBSTATION
X1095569 | DLMS-Secure | 055 | TCPIP_DLMS | GSM | Feeder | 4337 | 201 | 11 KV PALASGAON | 084059 | 33/11 KV MASAL S/ST
XH407162 | DLMS-Secure | 055 | TCPIP_DLMS | GSM | Feeder | 4337 | 208 | KHAIRI AG FEEDER | 084005 | 33KV SHANKARPUR
XC455073 | DLMS-Secure | 055 | TCPIP_DLMS | GSM | Feeder | 4337 | 208 | 11 KV MIDC CHIMUR | 084002 | 33 KV CHIMUR S/S
00381683 | DLMS-HPL | 076 | TCPIP_DLMS | GSM | Feeder | 4337 | 201 | 11 K.V. BHISI AG | 084025 | 33 KV BHISI SUB-STATION
MSD52522 | Secure | 055 | TCPIP_Secure | GSM | Feeder | 4337 | 204 | Station T/F Bhisi S/st | 084025 | 33 KV BHISI SUB-STATION
XB452188 | DLMS-Secure | 055 | TCPIP_DLMS | GSM | Feeder | 4337 | 202 | 11 KV BOTHALI | 084055 | KHADASANGI SUBSTATION
XB452186 | DLMS-Secure | 055 | TCPIP_DLMS | GSM | Feeder | 4337 | 203 | 11 KV AMADI | 084055 | KHADASANGI SUBSTATION
XH407164 | DLMS-Secure | 055 | TCPIP_DLMS | GSM | Feeder | 4337 | 209 | 11 KV KALAMGAON | 084002 | 33 KV CHIMUR S/S
05035857 | DLMS-HPL | 076 | TCPIP_DLMS | GSM | Feeder | 4337 | 203 | 11 KV NANDRA TU | 084059 | 33/11 KV MASAL S/ST
14764518 | DLMS-LnT | 053 | TCPIP_DLMS | GSM | Feeder | 4337 | 201 | 11 K.V.NERI AG | 084024 | 33 KV NERI SUB-STATION
MSB02205 | Secure | 055 | TCPIP_Secure | GSM | Feeder | 4337 | 201 | 11 KV SHANKARPUR | 084005 | 33KV SHANKARPUR
MSB02188 | Secure | 055 | TCPIP_Secure | GSM | Feeder | 4337 | 202 | 11K.V. HIRAPUR | 084005 | 33KV SHANKARPUR
MSB02180 | Secure | 055 | TCPIP_Secure | GSM | Feeder | 4337 | 203 | 11KV AMBOLI AG | 084005 | 33KV SHANKARPUR
03006256 | Genus | 065 | TCPIP_Genus | GSM | Feeder | 4337 | 203 | 11 K.V. JAMGAON GAOTHAN | 084025 | 33 KV BHISI SUB-STATION
X0401538 | DLMS-Secure | 055 | TCPIP_DLMS | GSM | Feeder | 4337 | 202 | 11 K.V. AMBENERI AG | 084025 | 33 KV BHISI SUB-STATION
17272835 | DLMS-LnT | 053 | TCPIP_DLMS | GSM | Feeder | 4337 | 205 | 11 KV CHIMUR | 084002 | 33 KV CHIMUR S/S
MSB02199 | Secure | 055 | TCPIP_Secure | GSM | Feeder | 4337 | 202 | 11 KV SAWARGAON AG | 084002 | 33 KV CHIMUR S/S
MSB02174 | Secure | 055 | TCPIP_Secure | GSM | Feeder | 4337 | 203 | 11 KV MAHALGAON | 084002 | 33 KV CHIMUR S/S
MSB02207 | Secure | 055 | TCPIP_Secure | GSM | Feeder | 4337 | 204 | 11 KV WADALA | 084002 | 33 KV CHIMUR S/S
XB449601 | DLMS-Secure | 055 | TCPIP_DLMS | GSM | Feeder | 4337 | 206 | 11 K.V. JAWRABODI GAOTHAN | 084005 | 33KV SHANKARPUR
X0853550 | DLMS-Secure | 055 | TCPIP_DLMS | GSM | Feeder | 4337 | 204 | 11 K.V. KANPA | 084005 | 33KV SHANKARPUR
X0853548 | DLMS-Secure | 055 | TCPIP_DLMS | GSM | Feeder | 4337 | 205 | 11 K.V. SATHGAON | 084005 | 33KV SHANKARPUR
17272834 | DLMS-LnT | 053 | TCPIP_DLMS | GSM | Feeder | 4337 | 206 | 11 KV MASAL | 084002 | 33 KV CHIMUR S/S
16011624 | LnT | 053 | TCPIP_LnT_9600 | GSM | Feeder | 4337 | 202 | 11 KV KOLARA | 084059 | 33/11 KV MASAL S/ST
XB452182 | DLMS-Secure | 055 | TCPIP_DLMS | GSM | Feeder | 4337 | 201 | 11 KV KHADASANGI TOWN | 084055 | KHADASANGI SUBSTATION
14764517 | DLMS-LnT | 053 | TCPIP_DLMS | GSM | Feeder | 4337 | 202 | 11 K.V.MOTEGAON | 084024 | 33 KV NERI SUB-STATION
12626954 | DLMS-LnT | 053 | TCPIP_DLMS | GSM | Feeder | 4337 | 201 | 11 KV NERI -U- | 084002 | 33 KV CHIMUR S/S
XF470644 | DLMS-Secure | 055 | TCPIP_DLMS | GSM | Feeder | 4337 | 205 | 11 KV ROYAL BLUE EXPRESS FEEDER | 084059 | 33/11 KV MASAL S/ST
XC482315 | DLMS-Secure | 055 | TCPIP_DLMS | GSM | Feeder | 2178 | 206 | 11 KV MADHELI INDUSTRIAL | 084017 | 33 KV MADHELI S/S
XB449595 | DLMS-Secure | 055 | TCPIP_DLMS | GSM | Feeder | 2178 | 202 | 11 KV KOSARSAR | 084004 | 33 KV KHAMBADA
XC439973 | DLMS-Secure | 055 | TCPIP_DLMS | GSM | Feeder | 2178 | 201 | 11KV HIWARA | 084064 | 33KV NAGARI SUBSTATION.
XC435766 | DLMS-Secure | 055 | TCPIP_DLMS | GSM | Feeder | 2178 | 402 | 33KV PWTL (POWERGRID) NAGARI | 084004 | 33 KV KHAMBADA
XC413951 | DLMS-Secure | 055 | TCPIP_DLMS | GSM | Feeder | 2178 | 201 | 11KV WARORA MIDC | 084067 | 33KV WARORA MIDC SUB-STATION
XC413944 | DLMS-Secure | 055 | TCPIP_DLMS | GSM | Feeder | 2178 | 206 | 11KV YENSA | 084067 | 33KV WARORA MIDC SUB-STATION
XE419877 | DLMS-Secure | 055 | TCPIP_DLMS | GSM | Feeder | 2178 | 207 | 11KV MAHALGAON | 084004 | 33 KV KHAMBADA
X0444714 | DLMS-Secure | 055 | TCPIP_DLMS | GSM | Feeder | 2178 | 205 | 11 KV BHATALA GAOTHAN | 084030 | 33 KV TEMBURDA S/S
X0444718 | DLMS-Secure | 055 | TCPIP_DLMS | GSM | Feeder | 2178 | 206 | 11KV PACHGAON THAKRE GAOTHAN FEEDER | 084030 | 33 KV TEMBURDA S/S
X0444712 | DLMS-Secure | 055 | TCPIP_DLMS | GSM | Feeder | 2178 | 207 | 11KV KHEMJAI GAOTHAN | 084010 | 33 KV SHEGAON S/STN
14764523 | DLMS-LnT | 053 | TCPIP_DLMS | GSM | Feeder | 2178 | 205 | AANANDVAN | 084028 | 33/11 KV WARORA SUB STATION
XC439980 | DLMS-Secure | 055 | TCPIP_DLMS | GSM | Feeder | 2178 | 203 | 11KV CHIKANI | 084064 | 33KV NAGARI SUBSTATION.
X0444735 | DLMS-Secure | 055 | TCPIP_DLMS | GSM | Feeder | 2178 | 208 | 11 KV SONEGAON GAOTHAN | 084010 | 33 KV SHEGAON S/STN
X0402230 | DLMS-Secure | 055 | TCPIP_DLMS | GSM | Feeder | 2178 | 417 | 33 KV PIRLI | 088003 | 220 KV WARORA S/S
X1082783 | DLMS-Secure | 055 | TCPIP_DLMS | GSM | Feeder | 2178 | 202 | 11 KV WADGAON | 084010 | 33 KV SHEGAON S/STN
00309480 | DLMS-HPL | 076 | TCPIP_DLMS | GSM | Feeder | 2178 | 203 | 11 KV NANDORI FEEDER | 084028 | 33/11 KV WARORA SUB STATION
03015388 | Genus | 065 | TCPIP_Genus | GSM | Feeder | 2178 | 205 | 11KV SUNFLAG EXPRESS FEEDER | 084004 | 33 KV KHAMBADA
16058559 | DLMS-LnT | 053 | TCPIP_DLMS | GSM | Feeder | 2178 | 203 | 11KV LOKMANYA SHALA | 084067 | 33KV WARORA MIDC SUB-STATION
05039046 | DLMS-HPL | 076 | TCPIP_DLMS | GSM | Feeder | 2178 | 201 | 11 KV MESA | 084010 | 33 KV SHEGAON S/STN
12626953 | DLMS-LnT | 053 | TCPIP_DLMS | GSM | Feeder | 2178 | 208 | 11KV NANDRA GAOTHAN | 084017 | 33 KV MADHELI S/S
17272828 | DLMS-LnT | 053 | TCPIP_DLMS | GSM | Feeder | 2178 | 201 | 11 KV MADHELI NAKA | 084061 | 33/11KV WANI BYPASS ROAD
17272827 | DLMS-LnT | 053 | TCPIP_DLMS | GSM | Feeder | 2178 | 202 | 11 KV WANI NAKA | 084061 | 33/11KV WANI BYPASS ROAD
17272841 | DLMS-LnT | 053 | TCPIP_DLMS | GSM | Feeder | 2178 | 206 | 11 KV TULANA | 084061 | 33/11KV WANI BYPASS ROAD
00309473 | DLMS-HPL | 076 | TCPIP_DLMS | GSM | Feeder | 2178 | 206 | 11 KV WARORA TOWN | 084028 | 33/11 KV WARORA SUB STATION
14764514 | DLMS-LnT | 053 | TCPIP_DLMS | GSM | Feeder | 2178 | 201 | 11KV TEMBURDA AG | 084030 | 33 KV TEMBURDA S/S
MSU12110 | Secure | 055 | TCPIP_Secure | GSM | Feeder | 2178 | 203 | 11 KV PANZURNI | 084017 | 33 KV MADHELI S/S
14764509 | DLMS-LnT | 053 | TCPIP_DLMS | GSM | Feeder | 2178 | 203 | 11 KV DONGARGAON | 084030 | 33 KV TEMBURDA S/S
07328692 | LnT | 053 | TCPIP_LNT | GSM | Feeder | 2178 | 202 | 11 KV NAGRI | 084017 | 33 KV MADHELI S/S
XB489544 | DLMS-Secure | 055 | TCPIP_DLMS | GSM | Feeder | 2178 | 204 | RAJHAUNS EXPRESS FEEDER | 084017 | 33 KV MADHELI S/S
00309479 | DLMS-HPL | 076 | TCPIP_DLMS | GSM | Feeder | 2178 | 204 | 11 KV MAJARI | 084028 | 33/11 KV WARORA SUB STATION
11533185 | LnT | 053 | TCPIP_LnT_9600 | GSM | Feeder | 2178 | 208 | 11 KV VIDEOCON | 084028 | 33/11 KV WARORA SUB STATION
00309478 | DLMS-HPL | 076 | TCPIP_DLMS | GSM | Feeder | 2178 | 207 | 11KV SALORI GAOTHAN | 084028 | 33/11 KV WARORA SUB STATION
X0398792 | DLMS-Secure | 055 | TCPIP_DLMS | GSM | Feeder | 2178 | 201 | SAI FEEDER WANI ROAD | 084028 | 33/11 KV WARORA SUB STATION
X0398805 | DLMS-Secure | 055 | TCPIP_DLMS | GSM | Feeder | 2178 | 202 | 11 KV WARORA INDUSTRIAL | 084028 | 33/11 KV WARORA SUB STATION
X0401536 | DLMS-Secure | 055 | TCPIP_DLMS | GSM | Feeder | 2178 | 207 | 11 KV MADHELI GAOTHAN | 084017 | 33 KV MADHELI S/S
X0240012 | DLMS-Secure | 055 | TCPIP_DLMS | GSM | Feeder | 2178 | 401 | 33KV WCL | 084061 | 33/11KV WANI BYPASS ROAD
X0398791 | DLMS-Secure | 055 | TCPIP_DLMS | GSM | Feeder | 2178 | 205 | 11 KV MOHBALA | 084067 | 33KV WARORA MIDC SUB-STATION
X1943597 | DLMS-Secure | 055 | TCPIP_DLMS | GSM | Feeder | 2178 | 207 | 11 KV NEW SUNFLAG | 084030 | 33 KV TEMBURDA S/S
00568055 | DLMS-HPL | 076 | TCPIP_DLMS | GSM | Feeder | 2178 | 201 | 11 KV SOIT AG | 084017 | 33 KV MADHELI S/S
12626957 | DLMS-LnT | 053 | TCPIP_DLMS | GSM | Feeder | 2178 | 206 | 11KV PIMPALGAON FEEDER | 084004 | 33 KV KHAMBADA
XC413897 | DLMS-Secure | 055 | TCPIP_DLMS | GSM | Feeder | 2178 | 204 | 11KV KHANJI | 084067 | 33KV WARORA MIDC SUB-STATION
14764510 | DLMS-LnT | 053 | TCPIP_DLMS | GSM | Feeder | 2178 | 202 | 11 KV SUMTHANA AG | 084030 | 33 KV TEMBURDA S/S
X0401539 | DLMS-Secure | 055 | TCPIP_DLMS | GSM | Feeder | 2178 | 204 | 11 KV SHEGAON FEEDER | 084010 | 33 KV SHEGAON S/STN
X0401535 | DLMS-Secure | 055 | TCPIP_DLMS | GSM | Feeder | 2178 | 205 | 11 KV DADAPUR | 084010 | 33 KV SHEGAON S/STN
X0401547 | DLMS-Secure | 055 | TCPIP_DLMS | GSM | Feeder | 2178 | 203 | 11 KV CHARGAON | 084010 | 33 KV SHEGAON S/STN
XB449596 | DLMS-Secure | 055 | TCPIP_DLMS | GSM | Feeder | 2178 | 201 | 11 KV KHAMBADA | 084004 | 33 KV KHAMBADA
XB449592 | DLMS-Secure | 055 | TCPIP_DLMS | GSM | Feeder | 2178 | 204 | 11 KV FATTAPUR | 084004 | 33 KV KHAMBADA
XC413916 | DLMS-Secure | 055 | TCPIP_DLMS | GSM | Feeder | 2178 | 202 | 11KV WAGHNAKH | 084064 | 33KV NAGARI SUBSTATION.
XB462832 | DLMS-Secure | 055 | TCPIP_DLMS | GSM | Feeder | 4343 | 201 | 11 KV Lagam | 104027 | 33/11 KV LAGAM SUB STATION
XB462837 | DLMS-Secure | 055 | TCPIP_DLMS | GSM | Feeder | 4343 | 203 | 11 KV Mallera | 104027 | 33/11 KV LAGAM SUB STATION
09137870 | LnT | 053 | TCPIP_LnT_9600 | GSM | Feeder | 4343 | 204 | 11 KV ALLAPALLI | 102001 | 33 KV ALLAPALLI SUB STATION
17271370 | DLMS-LnT | 053 | TCPIP_DLMS | GSM | Feeder | 4343 | 202 | 11 KV AHERI-T- | 102001 | 33 KV ALLAPALLI SUB STATION
17272840 | DLMS-LnT | 053 | TCPIP_DLMS | GSM | Feeder | 4343 | 208 | 11 KV NAGEPALLI FEEDER | 102001 | 33 KV ALLAPALLI SUB STATION
17271368 | DLMS-LnT | 053 | TCPIP_DLMS | GSM | Feeder | 4343 | 201 | 11 KV AHERI-R- | 102001 | 33 KV ALLAPALLI SUB STATION
XB462833 | DLMS-Secure | 055 | TCPIP_DLMS | GSM | Feeder | 4343 | 205 | 11 KV YELLA | 104027 | 33/11 KV LAGAM SUB STATION
XB462839 | DLMS-Secure | 055 | TCPIP_DLMS | GSM | Feeder | 4343 | 206 | 11 KV DHANNUR | 104027 | 33/11 KV LAGAM SUB STATION
17271369 | DLMS-LnT | 053 | TCPIP_DLMS | GSM | Feeder | 4343 | 203 | 11 KV ETTAPALLI | 102001 | 33 KV ALLAPALLI SUB STATION
XB462841 | DLMS-Secure | 055 | TCPIP_DLMS | GSM | Feeder | 4343 | 202 | 11 KV Bori | 104027 | 33/11 KV LAGAM SUB STATION
XB489018 | DLMS-Secure | 055 | TCPIP_DLMS | GSM | Feeder | 4344 | 203 | 11 KV JAIRAMPUR FEEDER | 104026 | 33/11 KV YENAPUR S/STN.
XB489015 | DLMS-Secure | 055 | TCPIP_DLMS | GSM | Feeder | 4344 | 202 | 11 KV YENAPUR FEEDER | 104026 | 33/11 KV YENAPUR S/STN.
XB489016 | DLMS-Secure | 055 | TCPIP_DLMS | GSM | Feeder | 4344 | 201 | 11 KV AMBOLI FEEDER | 104026 | 33/11 KV YENAPUR S/STN.
XB476921 | DLMS-Secure | 055 | TCPIP_DLMS | GSM | Feeder | 4344 | 101 | 33KV YENAPUR I/C | 104026 | 33/11 KV YENAPUR S/STN.
XB465480 | DLMS-Secure | 055 | TCPIP_DLMS | GSM | Feeder | 4344 | 101 | 33KV TALODHI I/C | 104023 | 33/11 Kv Talodhi(MO) Sub-Station
00568053 | DLMS-HPL | 076 | TCPIP_DLMS | GSM | Feeder | 4344 | 203 | 11 KV KALAMGAON/BORI FEEDER | 104020 | 33/11KV BHENDALA
MS905319 | Secure | 055 | TCPIP_Secure | GSM | Feeder | 4344 | 101 | 33KV I/C BHENDALA | 104020 | 33/11KV BHENDALA
XE489838 | DLMS-Secure | 055 | TCPIP_DLMS | GSM | Feeder | 4344 | 207 | 11 KV GHARGOAN NEW FEEDER | 104020 | 33/11KV BHENDALA
XE489799 | DLMS-Secure | 055 | TCPIP_DLMS | GSM | Feeder | 4344 | 205 | 11KV KALAMGAON GAOTHAN FEEDER | 104020 | 33/11KV BHENDALA
XE482556 | DLMS-Secure | 055 | TCPIP_DLMS | GSM | Feeder | 4344 | 206 | 11 KV GHARGAON GAOTHAN FEEDER | 104020 | 33/11KV BHENDALA
XD448477 | DLMS-Secure | 055 | TCPIP_DLMS | GSM | Feeder | 4344 | 402 | 33KV MULCHERA O/G | 104046 | 33/11KV ADPALLI S/STN
XB451901 | DLMS-Secure | 055 | TCPIP_DLMS | GSM | Feeder | 4344 | 401 | 33 KV LIS HALDIPURANI | 104026 | 33/11 KV YENAPUR S/STN.
X1457832 | DLMS-Secure | 055 | TCPIP_DLMS | GSM | Feeder | 4344 | 403 | 33KV REGADI O/G FEEDER | 104012 | 33 KV GHOT S/STN
05035849 | DLMS-HPL | 076 | TCPIP_DLMS | GSM | Feeder | 4344 | 203 | 11 KV MARKANDA FDR | 104024 | 33/11 KV Ashti S/Stn
X1095547 | Secure | 055 | TCPIP_Secure | GSM | Feeder | 4344 | 202 | 11 KV JAGANPUR FDR | 104012 | 33 KV GHOT S/STN
17272829 | DLMS-LnT | 053 | TCPIP_DLMS | GSM | Feeder | 4344 | 201 | 11 KV REGDI FDR | 104012 | 33 KV GHOT S/STN
X1467000 | DLMS-Secure | 055 | TCPIP_DLMS | GSM | Feeder | 4344 | 401 | 33KV REGADI I/C FEEDER | 104050 | 33/11KV REGADI S/STN
XB431170 | DLMS-Secure | 055 | TCPIP_DLMS | GSM | Feeder | 4344 | 202 | 11 Kv yedanur | 104023 | 33/11 Kv Talodhi(MO) Sub-Station
XB431173 | DLMS-Secure | 055 | TCPIP_DLMS | GSM | Feeder | 4344 | 201 | 11 Kv Talodhi (MO) | 104023 | 33/11 Kv Talodhi(MO) Sub-Station
KA903084 | Secure | 055 | TCPIP_Secure | GSM | Feeder | 4344 | 201 | 11 KV GHARGAON FEEDER | 104020 | 33/11KV BHENDALA
KA903082 | Secure | 055 | TCPIP_Secure | GSM | Feeder | 4344 | 202 | 11 KV BHENDALA FEEDER | 104020 | 33/11KV BHENDALA
14764465 | DLMS-LnT | 053 | TCPIP_DLMS | GSM | Feeder | 4344 | 204 | 11 KV GHOT / AMGAON FDR | 104002 | 33/11KV CHAMORSHI
MSU12193 | Secure | 055 | TCPIP_Secure | GSM | Feeder | 4344 | 401 | 33KV I/C CHAMORSHI | 104002 | 33/11KV CHAMORSHI
MSE75985 | Secure | 055 | TCPIP_Secure | GSM | Feeder | 4344 | 203 | 11 KV GHOT FDR | 104012 | 33 KV GHOT S/STN
14764468 | DLMS-LnT | 053 | TCPIP_DLMS | GSM | Feeder | 4344 | 202 | 11 KV DAHEGAON FEEDER | 104002 | 33/11KV CHAMORSHI
X0457453 | DLMS-Secure | 055 | TCPIP_DLMS | GSM | Feeder | 4344 | 203 | 11KV ADPALLI NEW FEEDER | 104046 | 33/11KV ADPALLI S/STN
X0457486 | DLMS-Secure | 055 | TCPIP_DLMS | GSM | Feeder | 4344 | 201 | 11KV KALINAGAR NEW FEEDER | 104046 | 33/11KV ADPALLI S/STN
XD453539 | DLMS-Secure | 055 | TCPIP_DLMS | GSM | Feeder | 4344 | 202 | 11KV SUBHASHGRAM N FEEDER | 104046 | 33/11KV ADPALLI S/STN
X1284403 | DLMS-Secure | 055 | TCPIP_DLMS | GSM | Feeder | 4344 | 201 | 11 KV MADE-AMGAON FEEDER | 104050 | 33/11KV REGADI S/STN
X1304674 | DLMS-Secure | 055 | TCPIP_DLMS | GSM | Feeder | 4344 | 203 | 11 KV REGADI FEEDER | 104050 | 33/11KV REGADI S/STN
X1304684 | DLMS-Secure | 055 | TCPIP_DLMS | GSM | Feeder | 4344 | 202 | 11 KV VIKASPALLI FEEDER | 104050 | 33/11KV REGADI S/STN
MSE75962 | Secure | 055 | TCPIP_Secure | GSM | Feeder | 4344 | 201 | 11 KV CHAMORSHI FDR | 104002 | 33/11KV CHAMORSHI
MSE75929 | Secure | 055 | TCPIP_Secure | GSM | Feeder | 4344 | 205 | 11KV EXPRES FEEDER SHARDA R.M. | 104002 | 33/11KV CHAMORSHI
00309917 | DLMS-HPL | 076 | TCPIP_DLMS | GSM | Feeder | 4344 | 201 | 11 KV ILLUR FDR | 104024 | 33/11 KV Ashti S/Stn
00309920 | DLMS-HPL | 076 | TCPIP_DLMS | GSM | Feeder | 4344 | 202 | 11 KV ASHTI FDR | 104024 | 33/11 KV Ashti S/Stn
14764466 | DLMS-LnT | 053 | TCPIP_DLMS | GSM | Feeder | 4344 | 203 | 11 KV SONAPUR FDR | 104002 | 33/11KV CHAMORSHI
08026296 | DLMS-Genus | 065 | TCPIP_DLMS | GSM | Feeder | 4827 | 202 | 11 KV SUNDARNAGAR FEEDER | 104013 | 33 KV MULCHERA
12627197 | DLMS-LnT | 053 | TCPIP_DLMS | GSM | Feeder | 4827 | 203 | 11 KV MULCHERA | 104013 | 33 KV MULCHERA
00310787 | DLMS-HPL | 076 | TCPIP_DLMS | GSM | Feeder | 4827 | 201 | 11 KV KOPARALLI | 104013 | 33 KV MULCHERA
17271390 | DLMS-LnT | 053 | TCPIP_DLMS | GSM | Feeder | 4334 | 203 | 11 KV ARDA | 102002 | 11 KV SIRONCHA SWITCH YARD
17271388 | DLMS-LnT | 053 | TCPIP_DLMS | GSM | Feeder | 4334 | 206 | 11 KV MADDIKUNTA | 102002 | 11 KV SIRONCHA SWITCH YARD
X0399854 | DLMS-Secure | 055 | TCPIP_DLMS | GSM | Feeder | 4334 | 204 | 11 KV I/C-1 SIRONCHA 66/11 KV S/STN | 105002 | 66 KV SIRONCHA
14764467 | DLMS-LnT | 053 | TCPIP_DLMS | GSM | Feeder | 4334 | 201 | 11 KV SIRONCHA | 102002 | 11 KV SIRONCHA SWITCH YARD
17272832 | DLMS-LnT | 053 | TCPIP_DLMS | GSM | Feeder | 4334 | 202 | 11 KV MEDARAM | 102002 | 11 KV SIRONCHA SWITCH YARD
XG477008 | DLMS-Secure | 055 | TCPIP_DLMS | GSM | Feeder | 4334 | 207 | 11 KV KARASPALLI GAOTHAN | 102002 | 11 KV SIRONCHA SWITCH YARD
17271377 | DLMS-LnT | 053 | TCPIP_DLMS | GSM | Feeder | 4334 | 205 | 11 KV I/C-2 SIRONCHA 66/11 KV S/STN | 105002 | 66 KV SIRONCHA
00568047 | DLMS-HPL | 076 | TCPIP_DLMS | GSM | Feeder | 4331 | 206 | 11 KV FULE NAGAR | 104032 | 33 KV UDAPUR SUBSTATION
XC455090 | DLMS-Secure | 055 | TCPIP_DLMS | GSM | Feeder | 4331 | 205 | 11KV SHIVAJI CHOUK FEEDER | 084033 | 33 KV DELANWADI SUBSTATION
X0363014 | DLMS-Secure | 055 | TCPIP_DLMS | GSM | Feeder | 4331 | 206 | 11KV SHESH NAGAR FEEDER | 084033 | 33 KV DELANWADI SUBSTATION
00568070 | DLMS-HPL | 076 | TCPIP_DLMS | GSM | Feeder | 4331 | 203 | 11 KV NAVEGAON AG | 084036 | 33 KV HARDOLI SUBSTATION
X1603046 | DLMS-Secure | 055 | TCPIP_DLMS | GSM | Feeder | 4331 | 203 | 11KV MUDZA AG FEEDER | 104053 | 33/11 KV MUDZA S/STN
X1602991 | DLMS-Secure | 055 | TCPIP_DLMS | GSM | Feeder | 4331 | 202 | 11KV MUDZA GAOTHAN FEEDER | 104053 | 33/11 KV MUDZA S/STN
X1722321 | DLMS-Secure | 055 | TCPIP_DLMS | GSM | Feeder | 4331 | 201 | 11 KV BHUJ FEEDER | 104053 | 33/11 KV MUDZA S/STN
04609460 | DLMS-Genus | 065 | TCPIP_DLMS | GSM | Feeder | 4331 | 205 | 11KV SONEGAON FEEDER NO. 2 | 084036 | 33 KV HARDOLI SUBSTATION
17272844 | DLMS-LnT | 053 | TCPIP_DLMS | GSM | Feeder | 4331 | 203 | 11 KV BHAGATSING CHOWK FEEDER | 104032 | 33 KV UDAPUR SUBSTATION
14764480 | DLMS-LnT | 053 | TCPIP_DLMS | GSM | Feeder | 4331 | 204 | 11 KV MALDONGARI | 084033 | 33 KV DELANWADI SUBSTATION
13546626 | DLMS-LnT | 053 | TCPIP_DLMS | GSM | Feeder | 4331 | 203 | 11 KV KHARBI | 084033 | 33 KV DELANWADI SUBSTATION
14764469 | DLMS-LnT | 053 | TCPIP_DLMS | GSM | Feeder | 4331 | 202 | 11 KV PETH WARD | 084033 | 33 KV DELANWADI SUBSTATION
X0363020 | DLMS-Secure | 055 | TCPIP_DLMS | GSM | Feeder | 4331 | 201 | MSEB COLONY | 084033 | 33 KV DELANWADI SUBSTATION
14764455 | DLMS-LnT | 053 | TCPIP_DLMS | GSM | Feeder | 4331 | 205 | 11 KV KHED | 084035 | 33 KV B' PURI (KHED) SUBSTATION
14764473 | DLMS-LnT | 053 | TCPIP_DLMS | GSM | Feeder | 4331 | 206 | 11KV UDAPUR | 084035 | 33 KV B' PURI (KHED) SUBSTATION
XB452185 | DLMS-Secure | 055 | TCPIP_DLMS | GSM | Feeder | 4331 | 202 | 11KV TORGAON | 104022 | 33 KV NANHORI SUBSTATION
XB452181 | DLMS-Secure | 055 | TCPIP_DLMS | GSM | Feeder | 4331 | 203 | 11KV NANDGAON AG | 104022 | 33 KV NANHORI SUBSTATION
XB452189 | DLMS-Secure | 055 | TCPIP_DLMS | GSM | Feeder | 4331 | 207 | 11KV FILTER PLANT EXPRESS FEEDER | 084035 | 33 KV B' PURI (KHED) SUBSTATION
XC413917 | DLMS-Secure | 055 | TCPIP_DLMS | GSM | Feeder | 4331 | 207 | 11KV SURBODI AGP | 084036 | 33 KV HARDOLI SUBSTATION
08023382 | DLMS-Genus | 065 | TCPIP_DLMS | GSM | Feeder | 4331 | 201 | 11 KV BHAWANI WARD | 084035 | 33 KV B' PURI (KHED) SUBSTATION
X0401540 | DLMS-Secure | 055 | TCPIP_DLMS | GSM | Feeder | 4331 | 201 | 11KV INDUSTRIAL FEEDER | 104032 | 33 KV UDAPUR SUBSTATION
08024216 | DLMS-Genus | 065 | TCPIP_DLMS | GSM | Feeder | 4331 | 204 | 11 KV DHUMANKHEDA | 104032 | 33 KV UDAPUR SUBSTATION
08023384 | DLMS-Genus | 065 | TCPIP_DLMS | GSM | Feeder | 4331 | 203 | KINHI (CHAUGHAN) | 104036 | 33/11 KV KINHI SUBSTATION
08023409 | DLMS-Genus | 065 | TCPIP_DLMS | GSM | Feeder | 4331 | 203 | 11 KV KURZA FEEDER | 084035 | 33 KV B' PURI (KHED) SUBSTATION
14764460 | DLMS-LnT | 053 | TCPIP_DLMS | GSM | Feeder | 4331 | 201 | 11 KV SONEGAON | 084036 | 33 KV HARDOLI SUBSTATION
MSU12122 | Secure | 055 | TCPIP_Secure | GSM | Feeder | 4331 | 202 | 11KV GANGALWADI | 084012 | 33 KV GANGALWADI SUBSTATION
MSU10735 | Secure | 055 | TCPIP_Secure | GSM | Feeder | 4331 | 205 | 11 KV GANGALWADI AG | 084012 | 33 KV GANGALWADI SUBSTATION
MSU10815 | Secure | 055 | TCPIP_Secure | GSM | Feeder | 4331 | 204 | 11KV AWALGAON AG | 084012 | 33 KV GANGALWADI SUBSTATION
00467326 | DLMS-HPL | 076 | TCPIP_DLMS | GSM | Feeder | 4331 | 202 | 11 KV LADAJ AG | 084036 | 33 KV HARDOLI SUBSTATION
MSU12159 | Secure | 055 | TCPIP_Secure | GSM | Feeder | 4331 | 203 | 11KV MENDKI | 084012 | 33 KV GANGALWADI SUBSTATION
MSE75920 | Secure | 055 | TCPIP_Secure | GSM | Feeder | 4331 | 201 | 11KV AWALGAON | 084012 | 33 KV GANGALWADI SUBSTATION
MSE75970 | Secure | 055 | TCPIP_Secure | GSM | Feeder | 4331 | 204 | 11KV NAVEGAON GAOTHAN | 084036 | 33 KV HARDOLI SUBSTATION
XB452190 | DLMS-Secure | 055 | TCPIP_DLMS | GSM | Feeder | 4331 | 201 | 11KV NANHORI | 104022 | 33 KV NANHORI SUBSTATION
MSU12141 | Secure | 055 | TCPIP_Secure | GSM | Feeder | 4331 | 206 | 11KV CHAUGAN | 084012 | 33 KV GANGALWADI SUBSTATION
XC413907 | DLMS-Secure | 055 | TCPIP_DLMS | GSM | Feeder | 4331 | 206 | 11KV SAWALGAON FEEDER | 084036 | 33 KV HARDOLI SUBSTATION
14764454 | DLMS-LnT | 053 | TCPIP_DLMS | GSM | Feeder | 4331 | 202 | 11 KV PIMPALGAON AG | 084035 | 33 KV B' PURI (KHED) SUBSTATION
05039066 | DLMS-HPL | 076 | TCPIP_DLMS | GSM | Feeder | 4336 | 205 | 11KV KOJBI FEEDER | 084013 | 33/11KV WALNI S/STN.
MSE75960 | Secure | 055 | TCPIP_Secure | GSM | Feeder | 4336 | 202 | 11 KV BALAPUR | 084013 | 33/11KV WALNI S/STN.
08026317 | DLMS-Genus | 065 | TCPIP_DLMS | GSM | Feeder | 4336 | 206 | 11 KV MINDALA FEEDER( TALODHI OLD) | 104014 | 33 KV NAGBHID S/STN
08026277 | DLMS-Genus | 065 | TCPIP_DLMS | GSM | Feeder | 4336 | 202 | 11 KV NAWEGAON PANDAV FEEDER | 104014 | 33 KV NAGBHID S/STN
X1257076 | DLMS-Secure | 055 | TCPIP_DLMS | GSM | Feeder | 4336 | 203 | 11 KV KANPA FEEDER | 104014 | 33 KV NAGBHID S/STN
08026318 | DLMS-Genus | 065 | TCPIP_DLMS | GSM | Feeder | 4336 | 201 | 11 KV MENDHA | 084034 | 33 KV MENDHA S/STN
X0402232 | DLMS-Secure | 055 | TCPIP_DLMS | GSM | Feeder | 4336 | 207 | S-E RAILWAY EXPRESS FEEDER | 104014 | 33 KV NAGBHID S/STN
03006224 | Genus | 065 | TCPIP_Genus | GSM | Feeder | 4336 | 202 | 11 KV MOUSHI | 084034 | 33 KV MENDHA S/STN
03006161 | Genus | 065 | TCPIP_Genus | GSM | Feeder | 4336 | 203 | 11KV KOTGAON | 084034 | 33 KV MENDHA S/STN
MSE75916 | Secure | 055 | TCPIP_Secure | GSM | Feeder | 4336 | 201 | 11 KV TALODI | 084013 | 33/11KV WALNI S/STN.
MSE75947 | Secure | 055 | TCPIP_Secure | GSM | Feeder | 4336 | 203 | 11KV SAWARGAON | 084013 | 33/11KV WALNI S/STN.
08026265 | DLMS-Genus | 065 | TCPIP_DLMS | GSM | Feeder | 4336 | 204 | 11 KV TELEPHONE EXCHANGE FEEDER(NAG-2) | 104014 | 33 KV NAGBHID S/STN
03006134 | Genus | 065 | TCPIP_Genus | GSM | Feeder | 4336 | 201 | 11 KV KRUSHI NAGAR FEEDER ( NAG-1 ) | 104014 | 33 KV NAGBHID S/STN
MSU10707 | Secure | 055 | TCPIP_Secure | GSM | Feeder | 4336 | 204 | 11KV JNV EXPRESS FEEDER | 084013 | 33/11KV WALNI S/STN.
00568065 | DLMS-HPL | 076 | TCPIP_DLMS | GSM | Feeder | 4346 | 205 | NAWARGAON AG GFSS | 085007 | 33/11 KV SINDEWAHI S/STN.
05035843 | DLMS-HPL | 076 | TCPIP_DLMS | GSM | Feeder | 4346 | 202 | SIVANI | 085007 | 33/11 KV SINDEWAHI S/STN.
X1092638 | DLMS-Secure | 055 | TCPIP_DLMS | GSM | Feeder | 4346 | 206 | 11 KV GADBORI FEEDER | 084009 | 33/11KV NAWARGAON S/STN.
14764481 | DLMS-LnT | 053 | TCPIP_DLMS | GSM | Feeder | 4346 | 206 | 11 KV SARADPAR FEEDER | 085007 | 33/11 KV SINDEWAHI S/STN.
08026258 | DLMS-Genus | 065 | TCPIP_DLMS | GSM | Feeder | 4346 | 201 | PATHARI TOWN | 084037 | 33/11 KV PATHARI
00693333 | DLMS-HPL | 076 | TCPIP_DLMS | GSM | Feeder | 4346 | 203 | ANTARGAON | 084009 | 33/11KV NAWARGAON S/STN.
00693326 | DLMS-HPL | 076 | TCPIP_DLMS | GSM | Feeder | 4346 | 205 | 11 KV NACHANBHATTI | 084009 | 33/11KV NAWARGAON S/STN.
07326037 | LnT | 053 | TCPIP_LNT | GSM | Feeder | 4346 | 204 | 11 KV GIRGAON FEEDER | 084009 | 33/11KV NAWARGAON S/STN.
03006257 | Genus | 065 | TCPIP_Genus | GSM | Feeder | 4346 | 202 | GUNJEWAHI | 084037 | 33/11 KV PATHARI
03015409 | Genus | 065 | TCPIP_Genus | GSM | Feeder | 4346 | 201 | SINDEWAHI TOWN | 085007 | 33/11 KV SINDEWAHI S/STN.
07326038 | LnT | 053 | TCPIP_LNT | GSM | Feeder | 4346 | 202 | 11 KV KV ALESUR | 084009 | 33/11KV NAWARGAON S/STN.
07326039 | LnT | 053 | TCPIP_LNT | GSM | Feeder | 4346 | 201 | 11 KV NAWARGAON TOWN | 084009 | 33/11KV NAWARGAON S/STN.
03015404 | Genus | 065 | TCPIP_Genus | GSM | Feeder | 4346 | 204 | PATHRI | 085007 | 33/11 KV SINDEWAHI S/STN.
XB449588 | DLMS-Secure | 055 | TCPIP_DLMS | GSM | Feeder | 4346 | 208 | 11KV NANDGAON FEEDER | 084009 | 33/11KV NAWARGAON S/STN.
03015410 | Genus | 065 | TCPIP_Genus | GSM | Feeder | 4346 | 203 | 11 KV NAWARGAON | 085007 | 33/11 KV SINDEWAHI S/STN.
MSU12131 | Secure | 055 | TCPIP_Secure | GSM | Feeder | 4339 | 202 | 11 KV SAIGAON AG FEEDER | 104003 | 33/11 KV ARMORI SUB/STN
MSU12116 | Secure | 055 | TCPIP_Secure | GSM | Feeder | 4339 | 204 | 11 KV JOGISAKHARA FEEDER | 104003 | 33/11 KV ARMORI SUB/STN
X1318320 | DLMS-Secure | 055 | TCPIP_DLMS | GSM | Feeder | 4339 | 201 | 11 KV WADADHA GAOTHAN | 104049 | 33 KV WADADHA SUBSTATION
X1457847 | DLMS-Secure | 055 | TCPIP_DLMS | GSM | Feeder | 4339 | 401 | 33 KV AMIRZA FEEDER INCOMER | 104049 | 33 KV WADADHA SUBSTATION
X1284401 | DLMS-Secure | 055 | TCPIP_DLMS | GSM | Feeder | 4339 | 203 | 11 KV KOREGAON AG | 104049 | 33 KV WADADHA SUBSTATION
X1318319 | DLMS-Secure | 055 | TCPIP_DLMS | GSM | Feeder | 4339 | 202 | 11 KV DELODA MIX | 104049 | 33 KV WADADHA SUBSTATION
X1237216 | DLMS-Secure | 055 | TCPIP_DLMS | GSM | Feeder | 4339 | 202 | 11KV MANAPUR FEEDER | 104009 | 33/11 KV DELANWADI
X1092601 | DLMS-Secure | 055 | TCPIP_DLMS | GSM | Feeder | 4339 | 201 | 11 KV ARMORI URBAN FEEDER | 104003 | 33/11 KV ARMORI SUB/STN
18012883 | DLMS-LnT | 053 | TCPIP_DLMS | GSM | Feeder | 4339 | 206 | 11 KV THANEGAON GAOTHAN FEEDER | 104003 | 33/11 KV ARMORI SUB/STN
X1996234 | DLMS-Secure | 055 | TCPIP_DLMS | GSM | Feeder | 4339 | 207 | 11KV EESL SOLAR FEEDER | 104003 | 33/11 KV ARMORI SUB/STN
XB441479 | DLMS-Secure | 055 | TCPIP_DLMS | GSM | Feeder | 4339 | 203 | 11 KV BARDI FEEDER | 104003 | 33/11 KV ARMORI SUB/STN
XB441480 | DLMS-Secure | 055 | TCPIP_DLMS | GSM | Feeder | 4339 | 205 | 11KV RAMALA FEEDER | 104003 | 33/11 KV ARMORI SUB/STN
X1237182 | DLMS-Secure | 055 | TCPIP_DLMS | GSM | Feeder | 4339 | 203 | 11KV PISEWADDHA FEEDER | 104009 | 33/11 KV DELANWADI
MSE75941 | Secure | 055 | TCPIP_Secure | GSM | Feeder | 4339 | 201 | 11 KV WAIRAGAD FEEDER | 104009 | 33/11 KV DELANWADI
MSU12129 | Secure | 055 | TCPIP_Secure | GSM | Feeder | 4646 | 201 | 11KV MURUMGAON ROAD | 104004 | 33/11 KV DHANORA S/SN
MSU12142 | Secure | 055 | TCPIP_Secure | GSM | Feeder | 4646 | 202 | 11KV DHANORA | 104004 | 33/11 KV DHANORA S/SN
MSU12088 | Secure | 055 | TCPIP_Secure | GSM | Feeder | 4646 | 204 | 11KV RANGI | 104004 | 33/11 KV DHANORA S/SN
MSU12085 | Secure | 055 | TCPIP_Secure | GSM | Feeder | 4646 | 203 | 11KV CHATGAON | 104004 | 33/11 KV DHANORA S/SN
00693329 | DLMS-HPL | 076 | TCPIP_DLMS | GSM | Feeder | 4646 | 202 | 11KV CHIMRIKAL | 104028 | 33/11KV PENDHARI SUBSTATION
00693309 | DLMS-HPL | 076 | TCPIP_DLMS | GSM | Feeder | 4646 | 201 | 11KV PENDHARI NEW | 104028 | 33/11KV PENDHARI SUBSTATION
XE419607 | DLMS-Secure | 055 | TCPIP_DLMS | GSM | Feeder | 4646 | 201 | CHATGAON NEW | 104045 | 33/11 KV CHATGAON SUBSTATION
XE419569 | DLMS-Secure | 055 | TCPIP_DLMS | GSM | Feeder | 4646 | 203 | GODALWAHI | 104045 | 33/11 KV CHATGAON SUBSTATION
XD453516 | DLMS-Secure | 055 | TCPIP_DLMS | GSM | Feeder | 4646 | 202 | KARWAFA | 104045 | 33/11 KV CHATGAON SUBSTATION
X1333449 | DLMS-Secure | 055 | TCPIP_DLMS | GSM | Feeder | 4646 | 205 | 11KV SOLAR DHANORA | 104004 | 33/11 KV DHANORA S/SN
XC447426 | DLMS-Secure | 055 | TCPIP_DLMS | GSM | Feeder | 4338 | 203 | 11 KV Chandrapur Road | 104029 | 33/11 KV SEMANA
13546600 | DLMS-LnT | 053 | TCPIP_DLMS | GSM | Feeder | 4338 | 205 | 11 KV NAVEGAON FEEDER | 104018 | 33/11KV KOTGAL SUBSTATION
X0363019 | DLMS-Secure | 055 | TCPIP_DLMS | GSM | Feeder | 4338 | 204 | 11 KV CHAMORSHI ROAD FEEDER | 104029 | 33/11 KV SEMANA
XC447409 | DLMS-Secure | 055 | TCPIP_DLMS | GSM | Feeder | 4338 | 206 | 11 KV WAKADI FEEDER | 104029 | 33/11 KV SEMANA
X0363001 | DLMS-Secure | 055 | TCPIP_DLMS | GSM | Feeder | 4338 | 202 | 11 KV AANANDNAGAR FEEDER | 104029 | 33/11 KV SEMANA
12627193 | DLMS-LnT | 053 | TCPIP_DLMS | GSM | Feeder | 4338 | 202 | 11 KV KOTGAL FEEDER | 104018 | 33/11KV KOTGAL SUBSTATION
XC455076 | DLMS-Secure | 055 | TCPIP_DLMS | GSM | Feeder | 4338 | 201 | 11 KV HOSPITAL FEEDER | 104029 | 33/11 KV SEMANA
05039070 | DLMS-HPL | 076 | TCPIP_DLMS | GSM | Feeder | 4338 | 201 | 11 KV SAKHARA FEEDER | 104047 | 33/11 KV PORLA SUBSTATION
00693322 | DLMS-HPL | 076 | TCPIP_DLMS | GSM | Feeder | 4338 | 202 | 11 KV NEW PORLA FEEDER | 104047 | 33/11 KV PORLA SUBSTATION
00693321 | DLMS-HPL | 076 | TCPIP_DLMS | GSM | Feeder | 4338 | 203 | 11 KV KITADI FEEDER | 104047 | 33/11 KV PORLA SUBSTATION
MSU12124 | Secure | 055 | TCPIP_Secure | GSM | Feeder | 4338 | 201 | 11 KV NAGAR PARISHAD | 105004 | 33/11 KV GADCHIROLI
MSU12139 | Secure | 055 | TCPIP_Secure | GSM | Feeder | 4338 | 206 | 11 KV SWAMI SNEHANAGAR FEEDER | 105004 | 33/11 KV GADCHIROLI
MSU12096 | Secure | 055 | TCPIP_Secure | GSM | Feeder | 4338 | 205 | 11 KV SCIENCE COLLEGE GADCHIROLI | 105004 | 33/11 KV GADCHIROLI
MSU12115 | Secure | 055 | TCPIP_Secure | GSM | Feeder | 4338 | 202 | 11 KV GOGAON FEEDER | 105004 | 33/11 KV GADCHIROLI
MSU12097 | Secure | 055 | TCPIP_Secure | GSM | Feeder | 4338 | 204 | 11 KV YEOLI | 105004 | 33/11 KV GADCHIROLI
MSE75933 | Secure | 055 | TCPIP_Secure | GSM | Feeder | 4338 | 202 | 11 KV GURWALA | 104010 | 33/11 KV SAWELA
03015380 | Genus | 065 | TCPIP_Genus | GSM | Feeder | 4338 | 201 | 11 KV POTEGAON | 104010 | 33/11 KV SAWELA
X1991474 | DLMS-Secure | 055 | TCPIP_DLMS | GSM | Feeder | 4338 | 403 | 33 KV TALODHI MOKASA LIS | 104029 | 33/11 KV SEMANA
X1251719 | DLMS-Secure | 055 | TCPIP_DLMS | GSM | Feeder | 4338 | 403 | 33 KV WADADHA FEEDER | 104047 | 33/11 KV PORLA SUBSTATION
08026313 | DLMS-Genus | 065 | TCPIP_DLMS | GSM | Feeder | 4338 | 210 | 11 KV PWW EXPRESS | 105004 | 33/11 KV GADCHIROLI
08026276 | DLMS-Genus | 065 | TCPIP_DLMS | GSM | Feeder | 4338 | 201 | 11KV Complex Feeder | 104018 | 33/11KV KOTGAL SUBSTATION
KA903081 | Secure | 055 | TCPIP_Secure | GSM | Feeder | 4338 | 201 | 11 KV AMIRZA | 104019 | 33/11 KV AMIRZA S/STN
KA903078 | Secure | 055 | TCPIP_Secure | GSM | Feeder | 4338 | 202 | 11 KV BAMNI | 104019 | 33/11 KV AMIRZA S/STN
KA903083 | Secure | 055 | TCPIP_Secure | GSM | Feeder | 4338 | 203 | 11 KV MOUSHIKHAMB | 104019 | 33/11 KV AMIRZA S/STN
MSU12156 | Secure | 055 | TCPIP_Secure | GSM | Feeder | 4338 | 203 | 11 KV BODHALI | 105004 | 33/11 KV GADCHIROLI
MSU12093 | Secure | 055 | TCPIP_Secure | GSM | Feeder | 4338 | 209 | 11 KV REDDY GODOWN CHOUKE | 105004 | 33/11 KV GADCHIROLI
X0398798 | DLMS-Secure | 055 | TCPIP_DLMS | GSM | Feeder | 4338 | 204 | 11 KV GOVERNMENT FEEDER | 104018 | 33/11KV KOTGAL SUBSTATION
08024209 | DLMS-Genus | 065 | TCPIP_DLMS | GSM | Feeder | 4342 | 201 | 11 KV KUMBHITOLA FEEDER | 104005 | 33/11 KV KURKHEDA
XD453567 | DLMS-Secure | 055 | TCPIP_DLMS | GSM | Feeder | 4342 | 203 | 11 KV WASI FEEDER | 104033 | 33/11 KV KADHOLI SUBSTATION
XE489836 | DLMS-Secure | 055 | TCPIP_DLMS | GSM | Feeder | 4342 | 201 | 11 KV GEWARDHA NEW FEEDER | 104034 | 33/11 KV GEWARDHA SUBSTATION
X1092635 | DLMS-Secure | 055 | TCPIP_DLMS | GSM | Feeder | 4342 | 201 | 11 KV MALEWADA | 104008 | 33/11 KV MALEWADA
14764459 | DLMS-LnT | 053 | TCPIP_DLMS | GSM | Feeder | 4342 | 205 | 11KV PURADA | 104005 | 33/11 KV KURKHEDA
14764451 | DLMS-LnT | 053 | TCPIP_DLMS | GSM | Feeder | 4342 | 202 | 11 KV CHIKHALI FEEDER | 104005 | 33/11 KV KURKHEDA
12627194 | DLMS-LnT | 053 | TCPIP_DLMS | GSM | Feeder | 4342 | 206 | 11 KV GHATI FEEDER | 104005 | 33/11 KV KURKHEDA
XD453512 | DLMS-Secure | 055 | TCPIP_DLMS | GSM | Feeder | 4342 | 201 | 11 KV KHARKADA FEEDER | 104033 | 33/11 KV KADHOLI SUBSTATION
X1589180 | DLMS-Secure | 055 | TCPIP_DLMS | GSM | Feeder | 4342 | 402 | 33 KV GEWARDHA KURKHEDA LINKLINE | 104034 | 33/11 KV GEWARDHA SUBSTATION
X1457839 | DLMS-Secure | 055 | TCPIP_DLMS | GSM | Feeder | 4342 | 406 | 33 KV KURKHEDA GEWARDHA LINKLINE | 104005 | 33/11 KV KURKHEDA
XE482569 | DLMS-Secure | 055 | TCPIP_DLMS | GSM | Feeder | 4342 | 202 | 11 KV ANDHALI FEEDER | 104034 | 33/11 KV GEWARDHA SUBSTATION
XE482550 | DLMS-Secure | 055 | TCPIP_DLMS | GSM | Feeder | 4342 | 203 | 11 KV GURNULI FEEDER | 104034 | 33/11 KV GEWARDHA SUBSTATION
XD453524 | DLMS-Secure | 055 | TCPIP_DLMS | GSM | Feeder | 4342 | 202 | 11 KV KADHOLI NEW FEEDER | 104033 | 33/11 KV KADHOLI SUBSTATION
08024218 | DLMS-Genus | 065 | TCPIP_DLMS | GSM | Feeder | 4342 | 203 | 11 KV TALEGAON | 104005 | 33/11 KV KURKHEDA
05039042 | DLMS-HPL | 076 | TCPIP_DLMS | GSM | Feeder | 4342 | 207 | 11 KV NANHI FEEDER | 104005 | 33/11 KV KURKHEDA
08026290 | DLMS-Genus | 065 | TCPIP_DLMS | GSM | Feeder | 4342 | 204 | 11 KV KURKHEDA | 104005 | 33/11 KV KURKHEDA
15017593 | LnT | 053 | TCPIP_LnT_9600 | GSM | Feeder | 4340 | 202 | 11 KV VISORA | 104021 | 33/11 KV SHANKARPUR (WADSA) S/STN
08024215 | DLMS-Genus | 065 | TCPIP_DLMS | GSM | Feeder | 4340 | 204 | 11 kv Wadsa Urban II Feeder | 104001 | 33/11 KV WADSA S/STN
15017528 | LnT | 053 | TCPIP_LnT_9600 | GSM | Feeder | 4340 | 201 | 11 KV POTGAON | 104021 | 33/11 KV SHANKARPUR (WADSA) S/STN
05035858 | DLMS-HPL | 076 | TCPIP_DLMS | GSM | Feeder | 4340 | 208 | 11KV GOKUL NAGAR RURAL FEEDER | 104001 | 33/11 KV WADSA S/STN
14764449 | DLMS-LnT | 053 | TCPIP_DLMS | GSM | Feeder | 4340 | 201 | 11 KV WADSA | 104001 | 33/11 KV WADSA S/STN
MSU12157 | Secure | 055 | TCPIP_Secure | GSM | Feeder | 4340 | 202 | 11 KV KONDHALA | 104001 | 33/11 KV WADSA S/STN
MSE75912 | Secure | 055 | TCPIP_Secure | GSM | Feeder | 4340 | 404 | LAHARI 33 KV FEEDER | 104001 | 33/11 KV WADSA S/STN
12627216 | DLMS-LnT | 053 | TCPIP_DLMS | GSM | Feeder | 4340 | 207 | 11 KV KURUD GAOTHAN | 104001 | 33/11 KV WADSA S/STN
MSU12128 | Secure | 055 | TCPIP_Secure | GSM | Feeder | 4340 | 206 | New Water Filter Plant | 104001 | 33/11 KV WADSA S/STN
MSU12169 | Secure | 055 | TCPIP_Secure | GSM | Feeder | 4340 | 401 | 33 KV I/C AT WADSA S/ST (FROM-BRAMHAPURI) | 104001 | 33/11 KV WADSA S/STN
00467322 | DLMS-HPL | 076 | TCPIP_DLMS | GSM | Feeder | 4340 | 203 | 11 KV BOLDHA | 104021 | 33/11 KV SHANKARPUR (WADSA) S/STN
15032539 | LnT | 053 | TCPIP_LnT_9600 | GSM | Feeder | 4340 | 402 | 33 KV I/C at Shankarpur S/St | 104021 | 33/11 KV SHANKARPUR (WADSA) S/STN
X0494512 | DLMS-Secure | 055 | TCPIP_DLMS | GSM | Feeder | 4340 | 203 | 11 KV KASTURBA WARD FEEDER | 104031 | 33/11 KV SAWANGI (WADSA) SUBSTATION
X0494581 | DLMS-Secure | 055 | TCPIP_DLMS | GSM | Feeder | 4340 | 202 | 11 KV SHIWAJI WARD FEEDER | 104031 | 33/11 KV SAWANGI (WADSA) SUBSTATION
X0494528 | DLMS-Secure | 055 | TCPIP_DLMS | GSM | Feeder | 4340 | 201 | 11 KV SAWANGI FEEDER | 104031 | 33/11 KV SAWANGI (WADSA) SUBSTATION
05039045 | DLMS-HPL | 076 | TCPIP_DLMS | GSM | Feeder | 4340 | 204 | 11KV SHANKARPUR GAOTHAN | 104021 | 33/11 KV SHANKARPUR (WADSA) S/STN
MSU12090 | Secure | 055 | TCPIP_Secure | GSM | Feeder | 4340 | 205 | 11 KV WADSA U-III FEEDER | 104001 | 33/11 KV WADSA S/STN
13550607 | DLMS-LnT | 053 | TCPIP_DLMS | GSM | Feeder | 0384 | 203 | 11 KV Shahapur Feeder | 064032 | 33 KV Sahuli Sub-Station
17224148 | DLMS-LnT | 053 | TCPIP_DLMS | GSM | Feeder | 0384 | 208 | 11 KV HOSPITAL FEEDER (EXPRESS) | 064029 | 33KV KARDHA
13550713 | DLMS-LnT | 053 | TCPIP_DLMS | GSM | Feeder | 0384 | 204 | 11 KV MIDC FEEDER | 064029 | 33KV KARDHA
13550714 | DLMS-LnT | 053 | TCPIP_DLMS | GSM | Feeder | 0384 | 201 | 11KV MANEGAON BAZAR (GAOTHAON) | 064029 | 33KV KARDHA
13546613 | DLMS-LnT | 053 | TCPIP_DLMS | GSM | Feeder | 0384 | 205 | 11 KV MIDC II FEEDER | 064004 | 33 KV GADEGAON
X0398439 | DLMS-Secure | 055 | TCPIP_DLMS | GSM | Feeder | 0384 | 205 | SAHAKAR NAGAR FEEDER | 068015 | 220 KV BHANDARA S/S
X0398767 | DLMS-Secure | 055 | TCPIP_DLMS | GSM | Feeder | 0384 | 202 | 11 KV MUJABI GAOTHAN | 064020 | 33 KV MUJABI S/STN
MSP53617 | DLMS-Secure | 055 | TCPIP_DLMS | GSM | Feeder | 0384 | 203 | 11 KV DABHA | 068015 | 220 KV BHANDARA S/S
X0654774 | DLMS-Secure | 055 | TCPIP_DLMS | GSM | Feeder | 0384 | 205 | BELA FEEDER | 064020 | 33 KV MUJABI S/STN
XE482564 | DLMS-Secure | 055 | TCPIP_DLMS | GSM | Feeder | 0384 | 206 | KHURSHIPAR GAOTHAN | 064020 | 33 KV MUJABI S/STN
XC482277 | DLMS-Secure | 055 | TCPIP_DLMS | GSM | Feeder | 0384 | 203 | 11 KV SINGORI MIDC | 064042 | 33KV CHITAPUR SSTN.
03005068 | Genus | 065 | TCPIP_Genus | GSM | Feeder | 0384 | 202 | 11 KV SALEBHATA | 064004 | 33 KV GADEGAON
05039086 | DLMS-HPL | 076 | TCPIP_DLMS | GSM | Feeder | 0384 | 204 | 11 KV DHARGAON FEEDER | 064004 | 33 KV GADEGAON
X0398769 | DLMS-Secure | 055 | TCPIP_DLMS | GSM | Feeder | 0384 | 203 | 11KV SATONA GAOTHAN | 064020 | 33 KV MUJABI S/STN
03006497 | Genus | 065 | TCPIP_Genus | GSM | Feeder | 0384 | 203 | 11 KV POHARA | 064004 | 33 KV GADEGAON
MSP53621 | DLMS-Secure | 055 | TCPIP_DLMS | GSM | Feeder | 0384 | 206 | 11 KV MMKD FEEDER | 068015 | 220 KV BHANDARA S/S
MSP53287 | DLMS-Secure | 055 | TCPIP_DLMS | GSM | Feeder | 0384 | 207 | 11 KV AWARMARA FEEDER | 064032 | 33 KV Sahuli Sub-Station
03005062 | Genus | 065 | TCPIP_Genus | GSM | Feeder | 0384 | 401 | 33 KV ASHOK LEYLAND FEEDER | 064004 | 33 KV GADEGAON
14763406 | DLMS-LnT | 053 | TCPIP_DLMS | GSM | Feeder | 0384 | 205 | 11 KV SHASTRI NAGAR FEEDER | 064029 | 33KV KARDHA
14763414 | DLMS-LnT | 053 | TCPIP_DLMS | GSM | Feeder | 0384 | 201 | 11 KV LAKHANI | 064004 | 33 KV GADEGAON
05039107 | DLMS-HPL | 076 | TCPIP_DLMS | GSM | Feeder | 0384 | 208 | 11 KV SUNWIRE FEEDER | 068015 | 220 KV BHANDARA S/S
X1317346 | DLMS-Secure | 055 | TCPIP_DLMS | GSM | Feeder | 0384 | 401 | 33 KV SAINATH | 064032 | 33 KV Sahuli Sub-Station
18205623 | DLMS-LnT | 053 | TCPIP_DLMS | GSM | Feeder | 0384 | 204 | 11 KV SHAHAPUR AG NEW FEEDER | 064020 | 33 KV MUJABI S/STN
17271431 | DLMS-LnT | 053 | TCPIP_DLMS | GSM | Feeder | 0384 | 703 | 132 KV TEKEPAAR | 067013 | 132 KV TEKEPAR
13550639 | DLMS-LnT | 053 | TCPIP_DLMS | GSM | Feeder | 0384 | 205 | 11 KV EXPLOSIVE - I FEEDER | 064032 | 33 KV Sahuli Sub-Station
13550606 | DLMS-LnT | 053 | TCPIP_DLMS | GSM | Feeder | 0384 | 206 | 11 KV BHANDARA FEEDER | 064032 | 33 KV Sahuli Sub-Station
13550638 | DLMS-LnT | 053 | TCPIP_DLMS | GSM | Feeder | 0384 | 209 | 11 KV AWARMARA GAOTHAN FEEDER | 064032 | 33 KV Sahuli Sub-Station
14675896 | DLMS-LnT | 053 | TCPIP_DLMS | GSM | Feeder | 0384 | 208 | 11 KV EXPLOSIVE - II FEEDER | 064032 | 33 KV Sahuli Sub-Station
09137855 | LnT | 053 | TCPIP_LnT_9600 | GSM | Feeder | 0384 | 202 | 11 KV SUNFLAG FEEDER | 068015 | 220 KV BHANDARA S/S
13550715 | DLMS-LnT | 053 | TCPIP_DLMS | GSM | Feeder | 0384 | 203 | 11 KV SALEBARDI AG FEEDER | 064029 | 33KV KARDHA
18205625 | DLMS-LnT | 053 | TCPIP_DLMS | GSM | Feeder | 0384 | 206 | 11 KV VIDYA NAGAR FEEDER | 064029 | 33KV KARDHA
13550716 | DLMS-LnT | 053 | TCPIP_DLMS | GSM | Feeder | 0384 | 202 | 11 KV KHAMARI AG | 064029 | 33KV KARDHA
14676620 | DLMS-LnT | 053 | TCPIP_DLMS | GSM | Feeder | 0384 | 404 | 33 KV KARACHKHEDA FEEDER | 067009 | 132 KV KARDHA SUBSTATION
XC482356 | DLMS-Secure | 055 | TCPIP_DLMS | GSM | Feeder | 0384 | 201 | 11KV AMGAON | 064042 | 33KV CHITAPUR SSTN.
XC458339 | DLMS-Secure | 055 | TCPIP_DLMS | GSM | Feeder | 0384 | 207 | 11KV KARDHA GAOTHAN FEEDER | 064029 | 33KV KARDHA
XE489906 | DLMS-Secure | 055 | TCPIP_DLMS | GSM | Feeder | 0384 | 207 | 11KV COBRA BN. | 064004 | 33 KV GADEGAON
XE483150 | DLMS-Secure | 055 | TCPIP_DLMS | GSM | Feeder | 0384 | 401 | 33 KV MMP FEEDER | 064020 | 33 KV MUJABI S/STN
XD413278 | DLMS-Secure | 055 | TCPIP_DLMS | GSM | Feeder | 0384 | 202 | 11KV GUNTHARA FEEDER | 064042 | 33KV CHITAPUR SSTN.
XE482242 | DLMS-Secure | 055 | TCPIP_DLMS | GSM | Feeder | 0384 | 201 | 11 KV SHAHAPUR AGP | 064020 | 33 KV MUJABI S/STN
Y0354871 | DLMS-Secure | 055 | TCPIP_DLMS | GSM | Feeder | 0384 | 802 | 220 KV SUNFLAG | 068015 | 220 KV BHANDARA S/S
14046360 | LnT | 053 | TCPIP_LnT_9600 | GSM | Feeder | 0384 | 206 | 11 KV GADEGAON GAOTHAN FEEDER | 064004 | 33 KV GADEGAON
09137826 | LnT | 053 | TCPIP_LnT_9600 | GSM | Feeder | 0384 | 207 | 11 KV WARTHI URBAN | 068015 | 220 KV BHANDARA S/S
09137857 | LnT | 053 | TCPIP_LnT_9600 | GSM | Feeder | 0384 | 201 | 11 KV PACHGAON | 068015 | 220 KV BHANDARA S/S
09137823 | LnT | 053 | TCPIP_LnT_9600 | GSM | Feeder | 0384 | 202 | 11 KV RAJOLA FEEDER | 064032 | 33 KV Sahuli Sub-Station
XE482244 | DLMS-Secure | 055 | TCPIP_DLMS | GSM | Feeder | 1929 | 201 | GUJARATI COLONY | 064049 | IPDS BHANDARA
08025993 | DLMS-Genus | 065 | TCPIP_DLMS | GSM | Feeder | 1929 | 201 | 11 KV Ambedkar ward | 064022 | 33 KV BHANDARA TOWN
XE482237 | DLMS-Secure | 055 | TCPIP_DLMS | GSM | Feeder | 1929 | 203 | SAINATH NAGAR FEEDER | 064049 | IPDS BHANDARA
XE489680 | DLMS-Secure | 055 | TCPIP_DLMS | GSM | Feeder | 1929 | 206 | COLLECTOR OFFICE | 064049 | IPDS BHANDARA
08025986 | DLMS-Genus | 065 | TCPIP_DLMS | GSM | Feeder | 1929 | 203 | 11 KV KHAT ROAD FEEDER | 064022 | 33 KV BHANDARA TOWN
08024222 | DLMS-Genus | 065 | TCPIP_DLMS | GSM | Feeder | 1929 | 205 | 11 KV Nashik Nagar | 064022 | 33 KV BHANDARA TOWN
04609244 | DLMS-Genus | 065 | TCPIP_DLMS | GSM | Feeder | 1929 | 202 | 11KV Sahakar Nagar | 064022 | 33 KV BHANDARA TOWN
08024221 | DLMS-Genus | 065 | TCPIP_DLMS | GSM | Feeder | 1929 | 206 | 11KV Station Road | 064022 | 33 KV BHANDARA TOWN
XE482235 | DLMS-Secure | 055 | TCPIP_DLMS | GSM | Feeder | 1929 | 202 | 11 KV ZP SQUARE | 064049 | IPDS BHANDARA
08023413 | DLMS-Genus | 065 | TCPIP_DLMS | GSM | Feeder | 1929 | 204 | 11 KV Kham Talao (Takiya Ward) | 064022 | 33 KV BHANDARA TOWN
XE482241 | DLMS-Secure | 055 | TCPIP_DLMS | GSM | Feeder | 1929 | 205 | 11 KV INDUSTRIAL FEEDER | 064049 | IPDS BHANDARA
14096171 | LnT | 053 | TCPIP_LnT_9600 | GSM | Feeder | 0383 | 204 | 11kv Khapa Gaothan | 064040 | MIDC MOHADI
XB449583 | DLMS-Secure | 055 | TCPIP_DLMS | GSM | Feeder | 0383 | 211 | 11 KV MANDESAR G FEEDER | 064009 | 33 KV MOHADI S/S
15017585 | LnT | 053 | TCPIP_LnT_9600 | GSM | Feeder | 0383 | 202 | 11 KV MIDC | 064040 | MIDC MOHADI
15017599 | LnT | 053 | TCPIP_LnT_9600 | GSM | Feeder | 0383 | 201 | 11 KV MOHADI GAOTHAN | 064040 | MIDC MOHADI
15003668 | LnT | 053 | TCPIP_LnT_9600 | GSM | Feeder | 0383 | 203 | 11 KV KHARBI AG | 064040 | MIDC MOHADI
12627603 | DLMS-LnT | 053 | TCPIP_DLMS | GSM | Feeder | 0383 | 204 | 11KV KANDRI AG | 064003 | 33 KV JAMB S/S
08025972 | DLMS-Genus | 065 | TCPIP_DLMS | GSM | Feeder | 0383 | 210 | 11KV KANHALGAON SP | 064009 | 33 KV MOHADI S/S
04609231 | DLMS-Genus | 065 | TCPIP_DLMS | GSM | Feeder | 0383 | 206 | 11 KV CHICHKHEDA AG FEEDER | 064009 | 33 KV MOHADI S/S
MSE16947 | Secure | 055 | TCPIP_Secure | GSM | Feeder | 0383 | 203 | KARDI GAVTHAN | 064033 | 33 KV KARDI
XE482546 | DLMS-Secure | 055 | TCPIP_DLMS | GSM | Feeder | 0383 | 206 | 11KV MOHGAON AG | 064033 | 33 KV KARDI
14763424 | DLMS-LnT | 053 | TCPIP_DLMS | GSM | Feeder | 0383 | 212 | 11kv Dongargaon SP | 064009 | 33 KV MOHADI S/S
14763408 | DLMS-LnT | 053 | TCPIP_DLMS | GSM | Feeder | 0383 | 203 | 11 KV Dhop Gaothan Feeder | 064003 | 33 KV JAMB S/S
00310154 | DLMS-HPL | 076 | TCPIP_DLMS | GSM | Feeder | 0383 | 202 | 11KV JAMBHORA MIX FEEDER | 064033 | 33 KV KARDI
X0398766 | DLMS-Secure | 055 | TCPIP_DLMS | GSM | Feeder | 0383 | 204 | 11 KV KOKA AG FEEDER | 064033 | 33 KV KARDI
08025985 | DLMS-Genus | 065 | TCPIP_DLMS | GSM | Feeder | 0383 | 208 | 11 KV PITESUR AG | 064003 | 33 KV JAMB S/S
XC482288 | DLMS-Secure | 055 | TCPIP_DLMS | GSM | Feeder | 0383 | 202 | 11 KV KATI AG | 064045 | 33KV ANDHALGAOV
16011592 | LnT | 053 | TCPIP_LnT_9600 | GSM | Feeder | 0383 | 209 | 11KV TADGAON AG | 064003 | 33 KV JAMB S/S
13546558 | DLMS-LnT | 053 | TCPIP_DLMS | GSM | Feeder | 0383 | 207 | 11 KV Pardi Feeder SP | 064009 | 33 KV MOHADI S/S
13546689 | DLMS-LnT | 053 | TCPIP_DLMS | GSM | Feeder | 0383 | 201 | 11 KV JAMB GAOTHON FEEDER | 064003 | 33 KV JAMB S/S
XC458318 | DLMS-Secure | 055 | TCPIP_DLMS | GSM | Feeder | 0383 | 201 | 11KV MUNDHARI AG | 064033 | 33 KV KARDI
XC482287 | DLMS-Secure | 055 | TCPIP_DLMS | GSM | Feeder | 0383 | 201 | 11 KV AANDALGAON GAOTHAN FEEDER | 064045 | 33KV ANDHALGAOV
05102987 | Elster | 057 | TCPIP_Elster_RS232 | GSM | Feeder | 0383 | 209 | 11 KV DUMMY MOHADI FEEDER | 064009 | 33 KV MOHADI S/S
X0457449 | DLMS-Secure | 055 | TCPIP_DLMS | GSM | Feeder | 0383 | 203 | 11KV SPARE FEEDER KATEBAMNI | 064044 | 33/11 KV KATEBAMNI SUBSTATION
X0457454 | DLMS-Secure | 055 | TCPIP_DLMS | GSM | Feeder | 0383 | 202 | 11 KV USARLA AG | 064044 | 33/11 KV KATEBAMNI SUBSTATION
14763422 | DLMS-LnT | 053 | TCPIP_DLMS | GSM | Feeder | 0383 | 205 | 11 KV KHUSARI FEEDER | 064040 | MIDC MOHADI
XD413272 | DLMS-Secure | 055 | TCPIP_DLMS | GSM | Feeder | 0383 | 201 | 11 KV KATEBAMNI GAOTHON | 064044 | 33/11 KV KATEBAMNI SUBSTATION
08023415 | DLMS-Genus | 065 | TCPIP_DLMS | GSM | Feeder | 0383 | 206 | 11 KV LOHARA GAOTHAN | 064003 | 33 KV JAMB S/S
12627108 | DLMS-LnT | 053 | TCPIP_DLMS | GSM | Feeder | 0383 | 208 | 11 KV INDUSTRIAL FEEDER | 064009 | 33 KV MOHADI S/S
15007726 | LnT | 053 | TCPIP_LnT_9600 | GSM | Feeder | 0386 | 204 | 11 KV ASGAON GAOTHAN FEEDER | 064028 | 33/11 KV ASGAON S/ST
14676621 | DLMS-LnT | 053 | TCPIP_DLMS | GSM | Feeder | 0386 | 702 | 132 KV PAGORA NERLA LIS | 064039 | 132 KV GOSE KH SUBSTATION
X0398762 | DLMS-Secure | 055 | TCPIP_DLMS | GSM | Feeder | 0386 | 206 | 11 KV TIRRI GAOTHAN FEEDER | 064006 | ADYAL SUB STATION
07328649 | LnT | 053 | TCPIP_LNT | GSM | Feeder | 0386 | 203 | 11 KV KONDHA FEEDER | 064005 | KOSRA SUB STATION
X0398761 | DLMS-Secure | 055 | TCPIP_DLMS | GSM | Feeder | 0386 | 207 | 11 KV ASHOK NAGAR FEEDER | 064006 | ADYAL SUB STATION
MSP33044 | Secure | 055 | TCPIP_Secure | GSM | Feeder | 0386 | 201 | 11 KV PAUNI-I FEEDER | 064013 | 33 KV PAONI S/STN
MSP33048 | Secure | 055 | TCPIP_Secure | GSM | Feeder | 0386 | 205 | 11 KV PAUNI - II FEEDER | 064013 | 33 KV PAONI S/STN
03006081 | Genus | 065 | TCPIP_Genus | GSM | Feeder | 0386 | 204 | 11 KV KHAPRI(REHAPADE) FEEDER | 064013 | 33 KV PAONI S/STN
MSB03248 | Secure | 055 | TCPIP_Secure | GSM | Feeder | 0386 | 206 | 11 KV SVK MILK PLANT FEEDER | 064013 | 33 KV PAONI S/STN
03006083 | Genus | 065 | TCPIP_Genus | GSM | Feeder | 0386 | 203 | 11 KV AMGAON FEEDER | 064013 | 33 KV PAONI S/STN
03006082 | Genus | 065 | TCPIP_Genus | GSM | Feeder | 0386 | 202 | 11 KV SAWARLA FEEDER | 064013 | 33 KV PAONI S/STN
03006106 | Genus | 065 | TCPIP_Genus | GSM | Feeder | 0386 | 202 | 11K.V.TIRI AG FEEDER | 064006 | ADYAL SUB STATION
MSD62057 | Secure | 055 | TCPIP_Secure | GSM | Feeder | 0386 | 208 | 11 KV DHAMNI - G FEEDER | 064028 | 33/11 KV ASGAON S/ST
MSD61843 | Secure | 055 | TCPIP_Secure | GSM | Feeder | 0386 | 209 | 11 KV KHAIRY-GAOTHAN FEEDER | 064028 | 33/11 KV ASGAON S/ST
MSP34189 | Secure | 055 | TCPIP_Secure | GSM | Feeder | 0386 | 204 | 11 KV WAKESHWAR-AG FEEDER | 064016 | 33 KV PAHELA S/STN
13043197 | LnT | 053 | TCPIP_LnT_9600 | GSM | Feeder | 0386 | 205 | 11 KV PAHELA-AG FEEDER | 064016 | 33 KV PAHELA S/STN
03006104 | Genus | 065 | TCPIP_Genus | GSM | Feeder | 0386 | 201 | 11 KV ADYAL FEEDER | 064006 | ADYAL SUB STATION
MSE61715 | Secure | 055 | TCPIP_Secure | GSM | Feeder | 0386 | 204 | 11 KV KABARA FEEDER | 064006 | ADYAL SUB STATION
09137794 | LnT | 053 | TCPIP_LnT_9600 | GSM | Feeder | 0386 | 201 | 11 KV MANGLI FEEDER | 064028 | 33/11 KV ASGAON S/ST
14089119 | LnT | 053 | TCPIP_LnT_9600 | GSM | Feeder | 0386 | 202 | 11 KV GOSE FEEDER | 064005 | KOSRA SUB STATION
14089108 | LnT | 053 | TCPIP_LnT_9600 | GSM | Feeder | 0386 | 205 | 11 KV PALORA FEEDER | 064005 | KOSRA SUB STATION
14089173 | LnT | 053 | TCPIP_LnT_9600 | GSM | Feeder | 0386 | 204 | 11 KV VIRLEE FEEDER | 064005 | KOSRA SUB STATION
00309339 | DLMS-HPL | 076 | TCPIP_DLMS | GSM | Feeder | 0386 | 206 | 11 KV PIMPALGAON FEEDER | 064005 | KOSRA SUB STATION
X1705270 | DLMS-Secure | 055 | TCPIP_DLMS | GSM | Feeder | 0386 | 203 | 11 KV GOSE GAVTHAN | 064053 | 33/11KV LIS GOSE
08025979 | DLMS-Genus | 065 | TCPIP_DLMS | GSM | Feeder | 0386 | 201 | 11 KV BHAVAD FEEDER | 064005 | KOSRA SUB STATION
XC482870 | DLMS-Secure | 055 | TCPIP_DLMS | GSM | Feeder | 0386 | 201 | 11 KV BHUYAR SINGLE PHASE | 064048 | 33/11 KV AAMGAON SUBSTATION.
MSE61707 | Secure | 055 | TCPIP_Secure | GSM | Feeder | 0386 | 201 | 11 KV PAHELA-GAOTHAN FEEDER | 064016 | 33 KV PAHELA S/STN
X0444695 | DLMS-Secure | 055 | TCPIP_DLMS | GSM | Feeder | 0386 | 202 | 11 KV NILAJ SINGLE PHASE | 064048 | 33/11 KV AAMGAON SUBSTATION.
02811443 | ElsterABT1800 | 057 | TCPIP_ElsterABT1800 | GSM | Feeder | 0386 | 701 | 132 KV MAHATI HYDRO EXPRESS FEEDER | 064039 | 132 KV GOSE KH SUBSTATION
03006476 | Genus | 065 | TCPIP_Genus | GSM | Feeder | 0386 | 203 | 11 KV NERALA FEEDER | 064006 | ADYAL SUB STATION
MSE61721 | Secure | 055 | TCPIP_Secure | GSM | Feeder | 0386 | 207 | 11 KV ASGAON AG FEEDER | 064028 | 33/11 KV ASGAON S/ST
MSE61730 | Secure | 055 | TCPIP_Secure | GSM | Feeder | 0386 | 203 | 11 KV NIMGAON FEEDER | 064016 | 33 KV PAHELA S/STN
09137792 | LnT | 053 | TCPIP_LnT_9600 | GSM | Feeder | 0386 | 203 | 11 KV DHOLSAR FEEDER | 064028 | 33/11 KV ASGAON S/ST
00568081 | DLMS-HPL | 076 | TCPIP_DLMS | GSM | Feeder | 0386 | 207 | 11 KV SHINDHPURI AG FEEDER | 064013 | 33 KV PAONI S/STN
03006096 | Genus | 065 | TCPIP_Genus | GSM | Feeder | 0386 | 205 | 11 KV GOSE(ADYAL) FEEDER | 064006 | ADYAL SUB STATION
XE429118 | DLMS-Secure | 055 | TCPIP_DLMS | GSM | Feeder | 0386 | 403 | AARATI HYDRO | 064039 | 132 KV GOSE KH SUBSTATION
08025952 | DLMS-Genus | 065 | TCPIP_DLMS | GSM | Feeder | 0386 | 203 | 11 KV BHENDALA-GAOTHAN FEEDER | 064035 | 33/11 KV WALNI S/ST
08025991 | DLMS-Genus | 065 | TCPIP_DLMS | GSM | Feeder | 0386 | 202 | 11 KV SHIVNALA-AG FEEDER | 064035 | 33/11 KV WALNI S/ST
08025963 | DLMS-Genus | 065 | TCPIP_DLMS | GSM | Feeder | 0386 | 202 | 11 KV WAKESHWAR GAOTHAN FEEDER | 064016 | 33 KV PAHELA S/STN
XC482359 | DLMS-Secure | 055 | TCPIP_DLMS | GSM | Feeder | 0386 | 203 | 11 KV DINSHAW FEEDER | 064048 | 33/11 KV AAMGAON SUBSTATION.
14763411 | DLMS-LnT | 053 | TCPIP_DLMS | GSM | Feeder | 0386 | 201 | 11 KV PAUNA KH -AG FEEDER | 064035 | 33/11 KV WALNI S/ST
X1705258 | DLMS-Secure | 055 | TCPIP_DLMS | GSM | Feeder | 0386 | 202 | 11 KV LIS2 KURZA | 064053 | 33/11KV LIS GOSE
X1705257 | DLMS-Secure | 055 | TCPIP_DLMS | GSM | Feeder | 0386 | 201 | 11KV LIS AKOT | 064053 | 33/11KV LIS GOSE
X1304708 | DLMS-Secure | 055 | TCPIP_DLMS | GSM | Feeder | 0386 | 203 | 11KV SOMANALA | 064052 | 33KV PALORA SUB TATION
X1304711 | DLMS-Secure | 055 | TCPIP_DLMS | GSM | Feeder | 0386 | 202 | 11KV ITGAON | 064052 | 33KV PALORA SUB TATION
X1304688 | DLMS-Secure | 055 | TCPIP_DLMS | GSM | Feeder | 0386 | 201 | 11KV BAMNI | 064052 | 33KV PALORA SUB TATION
16002773 | LnT | 053 | TCPIP_LnT_9600 | GSM | Feeder | 2020 | 209 | 11 KV DONGRI BZ | 064010 | 33 KV GOBARWAHI S/STN
X1251881 | DLMS-Secure | 055 | TCPIP_DLMS | GSM | Feeder | 2020 | 208 | 11 KV HARDOLI GAOTHAN | 064014 | 33 KV SIHORA S/STN
MPU06548 | Secure | 055 | TCPIP_Secure | GSM | Feeder | 2020 | 203 | 11KV KAWALEWADA | 064026 | 33/11 NAKADONGARI
03003673 | Genus | 065 | TCPIP_Genus | GSM | Feeder | 2020 | 211 | 11 KV Sihora SP | 064014 | 33 KV SIHORA S/STN
14763425 | DLMS-LnT | 053 | TCPIP_DLMS | GSM | Feeder | 2020 | 202 | 11 KV DEWHADI | 064034 | 33 KV TUMSAR
14763407 | DLMS-LnT | 053 | TCPIP_DLMS | GSM | Feeder | 2020 | 208 | 11 KV Nakadongri G | 064010 | 33 KV GOBARWAHI S/STN
00568082 | DLMS-HPL | 076 | TCPIP_DLMS | GSM | Feeder | 2020 | 210 | 11 KV Chikhala | 064010 | 33 KV GOBARWAHI S/STN
13550604 | DLMS-LnT | 053 | TCPIP_DLMS | GSM | Feeder | 2020 | 205 | 11kv Sihora AGP | 064034 | 33 KV TUMSAR
MSP40667 | Secure | 055 | TCPIP_Secure | GSM | Feeder | 2020 | 207 | 11kv HASARA | 064034 | 33 KV TUMSAR
03006091 | Genus | 065 | TCPIP_Genus | GSM | Feeder | 2020 | 212 | 11 KV Bapera SP | 064014 | 33 KV SIHORA S/STN
14089051 | LnT | 053 | TCPIP_LnT_9600 | GSM | Feeder | 2020 | 201 | 11 KV EMD | 064011 | 33 KV DONGRI (BZ)
14089183 | LnT | 053 | TCPIP_LnT_9600 | GSM | Feeder | 2020 | 202 | 11kv Balapur | 064011 | 33 KV DONGRI (BZ)
16002824 | LnT | 053 | TCPIP_LnT_9600 | GSM | Feeder | 2020 | 211 | 11 KV Nakadongari AG | 064010 | 33 KV GOBARWAHI S/STN
03006545 | Genus | 065 | TCPIP_Genus | GSM | Feeder | 2020 | 202 | 11KV ASHTI AGP | 064026 | 33/11 NAKADONGARI
MSP40661 | Secure | 055 | TCPIP_Secure | GSM | Feeder | 2020 | 208 | 11 KV GANDHINAGAR TOWN | 064034 | 33 KV TUMSAR
15107731 | LnT | 053 | TCPIP_LnT_9600 | GSM | Feeder | 2020 | 207 | 11 KV BAGHEDA | 064010 | 33 KV GOBARWAHI S/STN
X1092557 | DLMS-Secure | 055 | TCPIP_DLMS | GSM | Feeder | 2020 | 203 | 11 KV TUMSAR town | 064034 | 33 KV TUMSAR
X1092533 | DLMS-Secure | 055 | TCPIP_DLMS | GSM | Feeder | 2020 | 214 | 11 KV Silegaon SP | 064014 | 33 KV SIHORA S/STN
X1095531 | DLMS-Secure | 055 | TCPIP_DLMS | GSM | Feeder | 2020 | 215 | 11 KV KARKAPUR SP | 064014 | 33 KV SIHORA S/STN
X1082768 | DLMS-Secure | 055 | TCPIP_DLMS | GSM | Feeder | 2020 | 201 | 11KV Pathari G | 064026 | 33/11 NAKADONGARI
09137809 | LnT | 053 | TCPIP_LnT_9600 | GSM | Feeder | 2020 | 204 | 11 KV DURGA NAGAR | 064034 | 33 KV TUMSAR
03006092 | Genus | 065 | TCPIP_Genus | GSM | Feeder | 2020 | 213 | 11 KV Gondekhari SP | 064014 | 33 KV SIHORA S/STN
X1457867 | DLMS-Secure | 055 | TCPIP_DLMS | GSM | Feeder | 2020 | 201 | 11KV WANGI PWW | 064014 | 33 KV SIHORA S/STN
X1251783 | DLMS-Secure | 055 | TCPIP_DLMS | GSM | Feeder | 2020 | 201 | BETALA AG FEEDER | 064051 | 33 KV MADAGI SUBSTAION
X1251808 | DLMS-Secure | 055 | TCPIP_DLMS | GSM | Feeder | 2020 | 205 | UFIL FEEDER | 064051 | 33 KV MADAGI SUBSTAION
X1251790 | DLMS-Secure | 055 | TCPIP_DLMS | GSM | Feeder | 2020 | 204 | MIDC FEEDER | 064051 | 33 KV MADAGI SUBSTAION
X1251768 | DLMS-Secure | 055 | TCPIP_DLMS | GSM | Feeder | 2020 | 206 | CLARION FEEDER | 064051 | 33 KV MADAGI SUBSTAION
X1251824 | DLMS-Secure | 055 | TCPIP_DLMS | GSM | Feeder | 2020 | 203 | SPARE PANEL | 064051 | 33 KV MADAGI SUBSTAION
X1251840 | DLMS-Secure | 055 | TCPIP_DLMS | GSM | Feeder | 2020 | 202 | BETALA GAOTHAN | 064051 | 33 KV MADAGI SUBSTAION
X1251777 | DLMS-Secure | 055 | TCPIP_DLMS | GSM | Feeder | 2020 | 207 | 11 KV TEMANI GAOTHAN | 064014 | 33 KV SIHORA S/STN
03006093 | Genus | 065 | TCPIP_Genus | GSM | Feeder | 2020 | 216 | 11 KV Chandpur SP | 064014 | 33 KV SIHORA S/STN
14763401 | DLMS-LnT | 053 | TCPIP_DLMS | GSM | Feeder | 0385 | 202 | 11 KV MASAL FEEDER | 064025 | 33/11 KV MASAL SUB-STATION
XF470611 | DLMS-Secure | 055 | TCPIP_DLMS | GSM | Feeder | 0385 | 206 | 11 KV MINI MIDC FEEDER | 064017 | 33/11 KV PARSODI SUB-STATION
14763399 | DLMS-LnT | 053 | TCPIP_DLMS | GSM | Feeder | 0385 | 203 | 11 KV BELATHI AG FEEDER | 064025 | 33/11 KV MASAL SUB-STATION
14763403 | DLMS-LnT | 053 | TCPIP_DLMS | GSM | Feeder | 0385 | 203 | 11 KV PERSODI AG FEEDER | 064001 | 33/11 KV LAKHANDUR SUB-STATION
13546714 | DLMS-LnT | 053 | TCPIP_DLMS | GSM | Feeder | 0385 | 203 | 11 KV KIRAMATI AG FEEDER | 064002 | 33/11 KV VIRLEE SUB-STATION
14763402 | DLMS-LnT | 053 | TCPIP_DLMS | GSM | Feeder | 0385 | 206 | 11 KV SONI AG FEEDER | 064001 | 33/11 KV LAKHANDUR SUB-STATION
07328661 | LnT | 053 | TCPIP_LNT | GSM | Feeder | 0385 | 201 | 11 KV VIRLEE AG FEEDER | 064002 | 33/11 KV VIRLEE SUB-STATION
MSP34958 | Secure | 055 | TCPIP_Secure | GSM | Feeder | 0385 | 204 | 11 KV CHIKANA GAOTHAN | 064012 | 33/11 KV BARWHA SUB-STATION
XF470633 | DLMS-Secure | 055 | TCPIP_DLMS | GSM | Feeder | 0385 | 205 | 11 KV KUDEGAON GAOTHAN | 064017 | 33/11 KV PARSODI SUB-STATION
08025977 | DLMS-Genus | 065 | TCPIP_DLMS | GSM | Feeder | 0385 | 202 | 11 KV MURMADI AG FEEDER | 064012 | 33/11 KV BARWHA SUB-STATION
14763396 | DLMS-LnT | 053 | TCPIP_DLMS | GSM | Feeder | 0385 | 201 | 11 KV DHOLSAR FEEDER | 064025 | 33/11 KV MASAL SUB-STATION
MSB03246 | Secure | 055 | TCPIP_Secure | GSM | Feeder | 0385 | 204 | 11 KV TAI GAOTHAN FEEDER | 064025 | 33/11 KV MASAL SUB-STATION
08182961 | LnT | 053 | TCPIP_LNT | GSM | Feeder | 0385 | 202 | 11 KV GOURALA AG FEEDER | 064002 | 33/11 KV VIRLEE SUB-STATION
18205633 | DLMS-LnT | 053 | TCPIP_DLMS | GSM | Feeder | 0385 | 206 | 11 KV GOURALA GAOTHAN | 064002 | 33/11 KV VIRLEE SUB-STATION
XF470604 | DLMS-Secure | 055 | TCPIP_DLMS | GSM | Feeder | 0385 | 204 | 11 KV PAHUNGAON GAOTHAN | 064017 | 33/11 KV PARSODI SUB-STATION
00467106 | DLMS-HPL | 076 | TCPIP_DLMS | GSM | Feeder | 0385 | 205 | 11 KV BARWHA GAOTHAN | 064012 | 33/11 KV BARWHA SUB-STATION
MSE61726 | Secure | 055 | TCPIP_Secure | GSM | Feeder | 0385 | 201 | 11 KV KUDEGAON AG FEEDER | 064017 | 33/11 KV PARSODI SUB-STATION
MSE61702 | Secure | 055 | TCPIP_Secure | GSM | Feeder | 0385 | 203 | 11 KV BHAGADI AG FEEDER | 064017 | 33/11 KV PARSODI SUB-STATION
MSE61735 | Secure | 055 | TCPIP_Secure | GSM | Feeder | 0385 | 202 | 11 KV PAHUNGAON AG FEEDER | 064017 | 33/11 KV PARSODI SUB-STATION
MSU10741 | Secure | 055 | TCPIP_Secure | GSM | Feeder | 0385 | 206 | 11 KV MURMADI GAOTHAN | 064012 | 33/11 KV BARWHA SUB-STATION
MSD61966 | Secure | 055 | TCPIP_Secure | GSM | Feeder | 0385 | 205 | 11 KV VIRLI GAOTHAN | 064002 | 33/11 KV VIRLEE SUB-STATION
MSD62071 | Secure | 055 | TCPIP_Secure | GSM | Feeder | 0385 | 204 | 11 KV KIRAMATI GAOTHAN | 064002 | 33/11 KV VIRLEE SUB-STATION
14763394 | DLMS-LnT | 053 | TCPIP_DLMS | GSM | Feeder | 0385 | 201 | 11 KV LAKHANDUR FEEDER | 064001 | 33/11 KV LAKHANDUR SUB-STATION
14763398 | DLMS-LnT | 053 | TCPIP_DLMS | GSM | Feeder | 0385 | 205 | 11 KV REST HOUSE FEEDER | 064001 | 33/11 KV LAKHANDUR SUB-STATION
MSD62074 | Secure | 055 | TCPIP_Secure | GSM | Feeder | 0385 | 208 | 11 KV BARWHA GAOTHAN (CHICHOLI GAOTHAN ) | 064001 | 33/11 KV LAKHANDUR SUB-STATION
MSD62069 | Secure | 055 | TCPIP_Secure | GSM | Feeder | 0385 | 209 | 11 KV SONI GAOTHAN | 064001 | 33/11 KV LAKHANDUR SUB-STATION
MSU10783 | Secure | 055 | TCPIP_Secure | GSM | Feeder | 0385 | 210 | 11 KV TEMBHERI GAOTHAN | 064001 | 33/11 KV LAKHANDUR SUB-STATION
X0457463 | DLMS-Secure | 055 | TCPIP_DLMS | GSM | Feeder | 0385 | 201 | 11 KV DONAD AG FEEDER | 064046 | 33/11 KV MOHARNA SUB-STATION
XC482327 | DLMS-Secure | 055 | TCPIP_DLMS | GSM | Feeder | 0385 | 203 | 11 KV MOHARNA AG FEEDER | 064046 | 33/11 KV MOHARNA SUB-STATION
14763397 | DLMS-LnT | 053 | TCPIP_DLMS | GSM | Feeder | 0385 | 204 | 11 KV BARWA AG FEEDER ( CHICHOLI AGP ) | 064001 | 33/11 KV LAKHANDUR SUB-STATION
03002398 | Genus | 065 | TCPIP_Genus | GSM | Feeder | 0385 | 202 | 11 KV TEMBHARI AG FEEDER | 064001 | 33/11 KV LAKHANDUR SUB-STATION
03004172 | Genus | 065 | TCPIP_Genus | GSM | Feeder | 0385 | 207 | 11 KV PARSODI GAOTHAN | 064001 | 33/11 KV LAKHANDUR SUB-STATION
00568080 | DLMS-HPL | 076 | TCPIP_DLMS | GSM | Feeder | 0385 | 201 | 11 KV BARWHA AG FEEDER | 064012 | 33/11 KV BARWHA SUB-STATION
00310068 | DLMS-HPL | 076 | TCPIP_DLMS | GSM | Feeder | 0385 | 203 | 11 KV CHIKANA AG FEEDER | 064012 | 33/11 KV BARWHA SUB-STATION
XC482338 | DLMS-Secure | 055 | TCPIP_DLMS | GSM | Feeder | 0385 | 202 | 11 KV MOHARNA GT FEEDER | 064046 | 33/11 KV MOHARNA SUB-STATION
08025965 | DLMS-Genus | 065 | TCPIP_DLMS | GSM | Feeder | 4719 | 202 | 11 KV KHARASHI | 064008 | 33/11 KV PALANDUR S/s
00568087 | DLMS-HPL | 076 | TCPIP_DLMS | GSM | Feeder | 4719 | 203 | 11 KV LAKHORI AG FEEDER | 064021 | 33/11 KV SALEBHATA S/S
08024345 | DLMS-Genus | 065 | TCPIP_DLMS | GSM | Feeder | 4719 | 205 | 11 KV MURMADI GAOTHON FEEDER | 064008 | 33/11 KV PALANDUR S/s
XB462674 | DLMS-Secure | 055 | TCPIP_DLMS | GSM | Feeder | 4719 | 203 | MOGARA AG | 064038 | 33/11 KV POHORA S/S
XB452012 | DLMS-Secure | 055 | TCPIP_DLMS | GSM | Feeder | 4719 | 201 | 11 KV Adarsh Nagar | 064037 | 33/11 KV LAKHORI S/S
XB452016 | DLMS-Secure | 055 | TCPIP_DLMS | GSM | Feeder | 4719 | 202 | 11 KV ALESUR GAOTHAN | 064037 | 33/11 KV LAKHORI S/S
XC458325 | DLMS-Secure | 055 | TCPIP_DLMS | GSM | Feeder | 4719 | 207 | 11 KV KITADI GT FEEDER | 064008 | 33/11 KV PALANDUR S/s
08026008 | DLMS-Genus | 065 | TCPIP_DLMS | GSM | Feeder | 4719 | 204 | 11 KV MURMADI TUPKAR AG | 064008 | 33/11 KV PALANDUR S/s
08025955 | DLMS-Genus | 065 | TCPIP_DLMS | GSM | Feeder | 4719 | 203 | 11 KV PATACHI TOLI FEEDER | 064023 | 33/11 KV PIMPALGAON S/S
08025954 | DLMS-Genus | 065 | TCPIP_DLMS | GSM | Feeder | 4719 | 201 | 11 KV PALANDUR | 064008 | 33/11 KV PALANDUR S/s
X0398765 | DLMS-Secure | 055 | TCPIP_DLMS | GSM | Feeder | 4719 | 202 | 11 KV MANEGAON FEEDER | 064023 | 33/11 KV PIMPALGAON S/S
XB462671 | DLMS-Secure | 055 | TCPIP_DLMS | GSM | Feeder | 4719 | 201 | 11 KV SHIVNI AG | 064038 | 33/11 KV POHORA S/S
14763400 | DLMS-LnT | 053 | TCPIP_DLMS | GSM | Feeder | 4719 | 204 | 11 KV LAKHORI GAOTHAN FEEDER | 064021 | 33/11 KV SALEBHATA S/S
05039091 | DLMS-HPL | 076 | TCPIP_DLMS | GSM | Feeder | 4719 | 201 | 11 KV RAJEGAON AGP FEEDER | 064023 | 33/11 KV PIMPALGAON S/S
XB452013 | DLMS-Secure | 055 | TCPIP_DLMS | GSM | Feeder | 4719 | 203 | 11 KV Sanjay Nagar | 064037 | 33/11 KV LAKHORI S/S
13073416 | LnT | 053 | TCPIP_LnT_9600 | GSM | Feeder | 4719 | 204 | 11 KV NILAGONDI GAOTHAN FEEDER | 064023 | 33/11 KV PIMPALGAON S/S
14089189 | LnT | 053 | TCPIP_LnT_9600 | GSM | Feeder | 4719 | 205 | MANEGAON AGP | 064023 | 33/11 KV PIMPALGAON S/S
07328646 | LnT | 053 | TCPIP_LNT | GSM | Feeder | 4719 | 202 | 11 KV RENGEPAR FEEDER AGP | 064021 | 33/11 KV SALEBHATA S/S
XC458329 | DLMS-Secure | 055 | TCPIP_DLMS | GSM | Feeder | 4719 | 206 | 11 KV MAREGAO AG | 064008 | 33/11 KV PALANDUR S/s
X0398764 | DLMS-Secure | 055 | TCPIP_DLMS | GSM | Feeder | 4719 | 203 | 11 KV GONDEGAON | 064008 | 33/11 KV PALANDUR S/s
XB462651 | DLMS-Secure | 055 | TCPIP_DLMS | GSM | Feeder | 4719 | 202 | 11 KV DHABETEKADI GAOTHAN | 064038 | 33/11 KV POHORA S/S
00568088 | DLMS-HPL | 076 | TCPIP_DLMS | GSM | Feeder | 4719 | 201 | 11 KV SINDHIPAR AGP FEEDER | 064021 | 33/11 KV SALEBHATA S/S
14046272 | LnT | 053 | TCPIP_LnT_9600 | GSM | Feeder | 4719 | 205 | 11 KV RENGEPAR GAOTHAN | 064021 | 33/11 KV SALEBHATA S/S
00568072 | DLMS-HPL | 076 | TCPIP_DLMS | GSM | Feeder | 0391 | 201 | 11 KV KINHI AG | 064018 | 33KV SATALWADA
14763404 | DLMS-LnT | 053 | TCPIP_DLMS | GSM | Feeder | 0391 | 202 | 11 KV SATALWADA AG | 064018 | 33KV SATALWADA
00310158 | DLMS-HPL | 076 | TCPIP_DLMS | GSM | Feeder | 0391 | 202 | 11KV SIREGAON | 043167 | 33 KV S/S DONGARGAON
03006618 | Genus | 065 | TCPIP_Genus | GSM | Feeder | 0391 | 206 | 11 KV SHENDURWAFA GT. FEEDER | 065004 | 33 KV SAKOLI
MSP40663 | Secure | 055 | TCPIP_Secure | GSM | Feeder | 0391 | 204 | 11 KV KINHI GAOTHAN | 064018 | 33KV SATALWADA
03006206 | Genus | 065 | TCPIP_Genus | GSM | Feeder | 0391 | 201 | 11 KV S'WAFA AG | 065004 | 33 KV SAKOLI
08024346 | DLMS-Genus | 065 | TCPIP_DLMS | GSM | Feeder | 0391 | 202 | 11 KV KINHI(EKODI) | 064019 | 33 KV PARASTOLA
08024344 | DLMS-Genus | 065 | TCPIP_DLMS | GSM | Feeder | 0391 | 201 | 11 KV CHANDORI | 064019 | 33 KV PARASTOLA
08025956 | DLMS-Genus | 065 | TCPIP_DLMS | GSM | Feeder | 0391 | 204 | 11 KV LAKHANDUR FEEDER | 065004 | 33 KV SAKOLI
08025995 | DLMS-Genus | 065 | TCPIP_DLMS | GSM | Feeder | 0391 | 203 | 11KV DIGHORI | 043167 | 33 KV S/S DONGARGAON
XF470625 | DLMS-Secure | 055 | TCPIP_DLMS | GSM | Feeder | 0391 | 206 | KATANGDHARA GT | 043167 | 33 KV S/S DONGARGAON
XC458341 | DLMS-Secure | 055 | TCPIP_DLMS | GSM | Feeder | 0391 | 205 | SANGADI GT FEEDER | 043167 | 33 KV S/S DONGARGAON
X0401506 | DLMS-Secure | 055 | TCPIP_DLMS | GSM | Feeder | 0391 | 203 | 11 KV GIROLA FEEDER | 064018 | 33KV SATALWADA
X0398763 | DLMS-Secure | 055 | TCPIP_DLMS | GSM | Feeder | 0391 | 203 | 11 KV KHANDALA AG | 064024 | 33/11 KV WADAD
08025961 | DLMS-Genus | 065 | TCPIP_DLMS | GSM | Feeder | 0391 | 201 | 11 KV GONDUMRI AG | 064024 | 33/11 KV WADAD
X0457487 | DLMS-Secure | 055 | TCPIP_DLMS | GSM | Feeder | 0391 | 203 | 11 KV BODRA | 064019 | 33 KV PARASTOLA
XD413275 | DLMS-Secure | 055 | TCPIP_DLMS | GSM | Feeder | 0391 | 205 | PITEZARI(NEW) | 064019 | 33 KV PARASTOLA
MSP40647 | Secure | 055 | TCPIP_Secure | GSM | Feeder | 0391 | 206 | SAWARBANDH GAOTHAN | 064024 | 33/11 KV WADAD
MSP40660 | Secure | 055 | TCPIP_Secure | GSM | Feeder | 0391 | 205 | SUKALI GAOTHAN | 064024 | 33/11 KV WADAD
03006614 | Genus | 065 | TCPIP_Genus | GSM | Feeder | 0391 | 202 | 11KV SOUNDAD FEEDER | 065004 | 33 KV SAKOLI
03006499 | Genus | 065 | TCPIP_Genus | GSM | Feeder | 0391 | 203 | 11KV SAKOLI FEEDER | 065004 | 33 KV SAKOLI
14763419 | DLMS-LnT | 053 | TCPIP_DLMS | GSM | Feeder | 0391 | 202 | 11 KV WADAD AG | 064024 | 33/11 KV WADAD
MSP40665 | Secure | 055 | TCPIP_Secure | GSM | Feeder | 0391 | 204 | PALASGAON GAOTHAN | 064024 | 33/11 KV WADAD
MSP40664 | Secure | 055 | TCPIP_Secure | GSM | Feeder | 0391 | 205 | 11 KV SATALWADA GT. FEEDER | 064018 | 33KV SATALWADA
03006320 | Genus | 065 | TCPIP_Genus | GSM | Feeder | 0391 | 205 | 11 KV EKODI FEEDER | 065004 | 33 KV SAKOLI
14763432 | DLMS-LnT | 053 | TCPIP_DLMS | GSM | Feeder | 0388 | 202 | SITEPAR | 314016 | 33/11KV KALIMATI
XC413641 | DLMS-Secure | 055 | TCPIP_DLMS | GSM | Feeder | 0388 | 206 | 11 KV CHIRCHADBANDH AG FEEDER | 314016 | 33/11KV KALIMATI
X0457439 | DLMS-Secure | 055 | TCPIP_DLMS | GSM | Feeder | 0388 | 203 | 11KV GORTHA | 314039 | 33/11KV THANA S/S
MSP53306 | DLMS-Secure | 055 | TCPIP_DLMS | GSM | Feeder | 0388 | 203 | AMGAON | 314022 | 33KV AMGAON SUB STATION
14763431 | DLMS-LnT | 053 | TCPIP_DLMS | GSM | Feeder | 0388 | 201 | KATTIPAR | 314016 | 33/11KV KALIMATI
XC482869 | DLMS-Secure | 055 | TCPIP_DLMS | GSM | Feeder | 0388 | 201 | 11KV DAHEGAON | 314039 | 33/11KV THANA S/S
XC482873 | DLMS-Secure | 055 | TCPIP_DLMS | GSM | Feeder | 0388 | 202 | 11KV TIGAON | 314039 | 33/11KV THANA S/S
MSP53303 | DLMS-Secure | 055 | TCPIP_DLMS | GSM | Feeder | 0388 | 202 | ANJORA | 314022 | 33KV AMGAON SUB STATION
MSP53307 | DLMS-Secure | 055 | TCPIP_DLMS | GSM | Feeder | 0388 | 204 | 11 KV SALEKASA | 314022 | 33KV AMGAON SUB STATION
MSP53302 | DLMS-Secure | 055 | TCPIP_DLMS | GSM | Feeder | 0388 | 201 | 11 KV IRRI | 314022 | 33KV AMGAON SUB STATION
14763435 | DLMS-LnT | 053 | TCPIP_DLMS | GSM | Feeder | 0388 | 203 | BHOSA | 314016 | 33/11KV KALIMATI
X0789985 | DLMS-Secure | 055 | TCPIP_DLMS | GSM | Feeder | 0388 | 205 | 11 KV INDUSTRIAL | 314022 | 33KV AMGAON SUB STATION
XB449581 | DLMS-Secure | 055 | TCPIP_DLMS | GSM | Feeder | 0388 | 204 | 11 KV SARKARTOLA | 314016 | 33/11KV KALIMATI
XG437282 | DLMS-Secure | 055 | TCPIP_DLMS | GSM | Feeder | 0389 | 203 | 11KV PUTALI | 314049 | 33/11KV SHENDA SSN
X0457488 | DLMS-Secure | 055 | TCPIP_DLMS | GSM | Feeder | 0389 | 202 | 11KV MULLA | 314044 | 33/11KV MULLA
X1603085 | DLMS-Secure | 055 | TCPIP_DLMS | GSM | Feeder | 0389 | 206 | AGRAWAL GLOBAL INFRASTRUCTURE EXPREES FE | 314008 | 33/11 KV DEORI SUB STATION
14033682 | LnT | 053 | TCPIP_LnT_9600 | GSM | Feeder | 0389 | 205 | 11 KV EXPRESS FEEDER MBCP SIRPURBANDH | 314008 | 33/11 KV DEORI SUB STATION
XG437258 | DLMS-Secure | 055 | TCPIP_DLMS | GSM | Feeder | 0389 | 201 | 11KV SALAITOLA | 314049 | 33/11KV SHENDA SSN
XG437294 | DLMS-Secure | 055 | TCPIP_DLMS | GSM | Feeder | 0389 | 202 | 11KV SHENDA | 314049 | 33/11KV SHENDA SSN
XF460245 | DLMS-Secure | 055 | TCPIP_DLMS | GSM | Feeder | 0389 | 401 | GRAZIA TULIA LIFESTYE EXPRESS FEEDER | 314008 | 33/11 KV DEORI SUB STATION
XC458559 | DLMS-Secure | 055 | TCPIP_DLMS | GSM | Feeder | 0389 | 202 | 11 KV DEORI | 314008 | 33/11 KV DEORI SUB STATION
XC458562 | DLMS-Secure | 055 | TCPIP_DLMS | GSM | Feeder | 0389 | 203 | 11 KV KAKODI | 314008 | 33/11 KV DEORI SUB STATION
XC458560 | DLMS-Secure | 055 | TCPIP_DLMS | GSM | Feeder | 0389 | 204 | 11 KV KOHAMARA FEEDER | 314008 | 33/11 KV DEORI SUB STATION
XC482861 | DLMS-Secure | 055 | TCPIP_DLMS | GSM | Feeder | 0389 | 203 | 11KV BORGAON | 314044 | 33/11KV MULLA
X0457491 | DLMS-Secure | 055 | TCPIP_DLMS | GSM | Feeder | 0389 | 201 | 11KV PURADA | 314044 | 33/11KV MULLA
04609264 | DLMS-Genus | 065 | TCPIP_DLMS | GSM | Feeder | 0389 | 202 | 11 KV Ganutola Feeder | 314004 | 33/11 KV CHICHGAD
04609255 | DLMS-Genus | 065 | TCPIP_DLMS | GSM | Feeder | 0389 | 201 | 11 KV CHICHGAD | 314004 | 33/11 KV CHICHGAD
00381603 | DLMS-HPL | 076 | TCPIP_DLMS | GSM | Feeder | 0389 | 203 | 11 KV PALANDUR | 314004 | 33/11 KV CHICHGAD
X1092527 | DLMS-Secure | 055 | TCPIP_DLMS | GSM | Feeder | 0565 | 202 | 11 KV GOTHANGAON | 314027 | 33/11 KV ARJUNI/MORGAON
00308790 | DLMS-HPL | 076 | TCPIP_DLMS | GSM | Feeder | 0565 | 401 | 33 KV ZASHINAGAR EXPRESS FEEDER | 314015 | 33/11 KV NAVEGAON/BANDH
XC413545 | DLMS-Secure | 055 | TCPIP_DLMS | GSM | Feeder | 0565 | 202 | 11 KV KHAMKHURA | 314031 | 33/11 KV MAHAGAON
XC413532 | DLMS-Secure | 055 | TCPIP_DLMS | GSM | Feeder | 0565 | 201 | 11 KV MAHAGAON | 314031 | 33/11 KV MAHAGAON
00310157 | DLMS-HPL | 076 | TCPIP_DLMS | GSM | Feeder | 0565 | 203 | 11 KV Sangadi | 314027 | 33/11 KV ARJUNI/MORGAON
09137778 | LnT | 053 | TCPIP_LnT_9600 | GSM | Feeder | 0565 | 201 | 11KV ARJUNI MOR FEEDER | 314027 | 33/11 KV ARJUNI/MORGAON
X0457469 | DLMS-Secure | 055 | TCPIP_DLMS | GSM | Feeder | 0565 | 205 | 11 KV WADEGAON/B GAOTHAN | 314010 | 33/11KV KESHORI
XC428094 | DLMS-Secure | 055 | TCPIP_DLMS | GSM | Feeder | 0565 | 206 | 11 KV TADGAON AGP | 314027 | 33/11 KV ARJUNI/MORGAON
XC482860 | DLMS-Secure | 055 | TCPIP_DLMS | GSM | Feeder | 0565 | 204 | 11KV KHOLDA AG | 314031 | 33/11 KV MAHAGAON
XE483154 | DLMS-Secure | 055 | TCPIP_DLMS | GSM | Feeder | 0565 | 402 | 33 KV KOKNA FEEDER | 314015 | 33/11 KV NAVEGAON/BANDH
XC413363 | DLMS-Secure | 055 | TCPIP_DLMS | GSM | Feeder | 0565 | 203 | 11 KV BUTAI | 314031 | 33/11 KV MAHAGAON
13080108 | DLMS-LnT | 053 | TCPIP_DLMS | GSM | Feeder | 0565 | 204 | 11 KV MAHAGAON | 314027 | 33/11 KV ARJUNI/MORGAON
03006236 | Genus | 065 | TCPIP_Genus | GSM | Feeder | 0565 | 202 | 11 KV MAHAGAON FEEDER FROM 33KV KESHORI S/SN | 314010 | 33/11KV KESHORI
05039116 | DLMS-HPL | 076 | TCPIP_DLMS | GSM | Feeder | 0565 | 201 | 11 KV KESHORI | 314010 | 33/11KV KESHORI
17271432 | DLMS-LnT | 053 | TCPIP_DLMS | GSM | Feeder | 0565 | 205 | 11 KV SANGADI AGP | 314027 | 33/11 KV ARJUNI/MORGAON
05039128 | DLMS-HPL | 076 | TCPIP_DLMS | GSM | Feeder | 0565 | 203 | 11 KV BONDGAON | 314010 | 33/11KV KESHORI
XE482552 | DLMS-Secure | 055 | TCPIP_DLMS | GSM | Feeder | 0565 | 530 | 11KV BODRA | 314042 | 33/11KV BONDGAON DEVI
XE482541 | DLMS-Secure | 055 | TCPIP_DLMS | GSM | Feeder | 0565 | 201 | 11 KV CHANNA FEEDER | 314042 | 33/11KV BONDGAON DEVI
XF443610 | DLMS-Secure | 055 | TCPIP_DLMS | GSM | Feeder | 0565 | 203 | 11 KV SILEZARI AGP | 314042 | 33/11KV BONDGAON DEVI
XC482868 | DLMS-Secure | 055 | TCPIP_DLMS | GSM | Feeder | 0565 | 204 | 11 KV RAJOLI FEEDER | 314010 | 33/11KV KESHORI
XG476967 | DLMS-Secure | 055 | TCPIP_DLMS | GSM | Feeder | 0565 | 204 | 11 KV MIDC NIMGAON FEEDER | 314042 | 33/11KV BONDGAON DEVI
X0401504 | DLMS-Secure | 055 | TCPIP_DLMS | GSM | Feeder | 0565 | 201 | 11 KV BHIVKHIDKI | 314015 | 33/11 KV NAVEGAON/BANDH
X0401508 | DLMS-Secure | 055 | TCPIP_DLMS | GSM | Feeder | 0565 | 202 | 11 KV PAUNI/DHABE | 314015 | 33/11 KV NAVEGAON/BANDH
XB489416 | DLMS-Secure | 055 | TCPIP_DLMS | GSM | Feeder | 4811 | 204 | 11KV CHIKHLI NEW FEEDEER | 314030 | 33/11KV KOHMARA SUB-STATION
08024342 | DLMS-Genus | 065 | TCPIP_DLMS | GSM | Feeder | 4811 | 202 | 11KV SADAK ARJUNI FEEDER | 314003 | 33/11KV DAWWA SUB-STATION
X0457462 | DLMS-Secure | 055 | TCPIP_DLMS | GSM | Feeder | 4811 | 203 | 11KV KANERI | 314035 | 33KV KOKNA S/S
XE419573 | DLMS-Secure | 055 | TCPIP_DLMS | GSM | Feeder | 4811 | 206 | 11KV PARSODI AG FEEDER | 314003 | 33/11KV DAWWA SUB-STATION
04575617 | DLMS-Genus | 065 | TCPIP_DLMS | GSM | Feeder | 4811 | 203 | 11KV FUTALA FEEDER | 314019 | 33/11KV SOUNDAD SUB-STATION
XC427357 | DLMS-Secure | 055 | TCPIP_DLMS | GSM | Feeder | 4811 | 204 | 11KV TIDKA AG FEEDER | 314019 | 33/11KV SOUNDAD SUB-STATION
XE419598 | DLMS-Secure | 055 | TCPIP_DLMS | GSM | Feeder | 4811 | 204 | 11 KV MANERI AG | 314035 | 33KV KOKNA S/S
14763429 | DLMS-LnT | 053 | TCPIP_DLMS | GSM | Feeder | 4811 | 201 | 11KV KOKANA FEEDER | 314019 | 33/11KV SOUNDAD SUB-STATION
14089066 | LnT | 053 | TCPIP_LnT_9600 | GSM | Feeder | 4811 | 202 | 11KV DUGGIPAR FEEDER | 314030 | 33/11KV KOHMARA SUB-STATION
14089049 | LnT | 053 | TCPIP_LnT_9600 | GSM | Feeder | 4811 | 203 | 11KV SAWANGI FEEDER | 314030 | 33/11KV KOHMARA SUB-STATION
X0457470 | DLMS-Secure | 055 | TCPIP_DLMS | GSM | Feeder | 4811 | 202 | 11KV WANGI | 314035 | 33KV KOKNA S/S
X0457441 | DLMS-Secure | 055 | TCPIP_DLMS | GSM | Feeder | 4811 | 201 | 11KV KHOBA | 314035 | 33KV KOKNA S/S
XG437311 | DLMS-Secure | 055 | TCPIP_DLMS | GSM | Feeder | 4811 | 203 | 11KV SITEPAR FEEDER | 314045 | 33/11 KV MUNDIPAR
XG437299 | DLMS-Secure | 055 | TCPIP_DLMS | GSM | Feeder | 4811 | 201 | 11 KV KOSAMTONDI FEEDER | 314045 | 33/11 KV MUNDIPAR
XG437289 | DLMS-Secure | 055 | TCPIP_DLMS | GSM | Feeder | 4811 | 202 | 11KV HETI FEEDER | 314045 | 33/11 KV MUNDIPAR
XD453587 | DLMS-Secure | 055 | TCPIP_DLMS | GSM | Feeder | 4811 | 204 | 11 KV PALASGAON AG FEEDER | 314003 | 33/11KV DAWWA SUB-STATION
00467136 | DLMS-HPL | 076 | TCPIP_DLMS | GSM | Feeder | 4811 | 201 | 11 KV DAWWA AG FEEDER | 314003 | 33/11KV DAWWA SUB-STATION
XB489424 | DLMS-Secure | 055 | TCPIP_DLMS | GSM | Feeder | 4811 | 205 | 11KV BAMNI KHADKI FEEDER | 314030 | 33/11KV KOHMARA SUB-STATION
XF460375 | DLMS-Secure | 055 | TCPIP_DLMS | GSM | Feeder | 4811 | 402 | 33KV SHENDA FEEDER | 314030 | 33/11KV KOHMARA SUB-STATION
04575618 | DLMS-Genus | 065 | TCPIP_DLMS | GSM | Feeder | 4811 | 203 | 11KV PANDHRI FEEDER | 314003 | 33/11KV DAWWA SUB-STATION
XE419580 | DLMS-Secure | 055 | TCPIP_DLMS | GSM | Feeder | 4811 | 205 | 11 KV KHAJARI FEEDER | 314003 | 33/11KV DAWWA SUB-STATION
12626847 | DLMS-LnT | 053 | TCPIP_DLMS | GSM | Feeder | 4811 | 202 | 11KV TIDKA FEEDER | 314019 | 33/11KV SOUNDAD SUB-STATION
XD453495 | DLMS-Secure | 055 | TCPIP_DLMS | GSM | Feeder | 4811 | 204 | 11 KV TEMNI AG | 314045 | 33/11 KV MUNDIPAR
XD453551 | DLMS-Secure | 055 | TCPIP_DLMS | GSM | Feeder | 4812 | 203 | 11 KV SAKHARITOLA AG | 314018 | 33/11KV SAKHRITOLA S/STN.
X0654746 | DLMS-Secure | 055 | TCPIP_DLMS | GSM | Feeder | 4812 | 202 | 11 KV SONEKHARI AG | 314018 | 33/11KV SAKHRITOLA S/STN.
14676447 | DLMS-LnT | 053 | TCPIP_DLMS | GSM | Feeder | 4812 | 206 | 11KV SONEKHARI FEEDER | 314018 | 33/11KV SAKHRITOLA S/STN.
X0457490 | DLMS-Secure | 055 | TCPIP_DLMS | GSM | Feeder | 4812 | 202 | 11KV GIROLA FEEDER | 314047 | 33/11 KV TIRKHEDI
X0457474 | DLMS-Secure | 055 | TCPIP_DLMS | GSM | Feeder | 4812 | 201 | 11KV TIRKHEDI NEW FEEDER | 314047 | 33/11 KV TIRKHEDI
XC482866 | DLMS-Secure | 055 | TCPIP_DLMS | GSM | Feeder | 4812 | 203 | 11 KV BIJEPAR FEEDER | 314047 | 33/11 KV TIRKHEDI
XE419568 | DLMS-Secure | 055 | TCPIP_DLMS | GSM | Feeder | 4812 | 204 | 11 KV SONPURI AG FEEDER | 314021 | KAWARABANDH 33KV/11KV
05039083 | DLMS-HPL | 076 | TCPIP_DLMS | GSM | Feeder | 4812 | 205 | 11KV SAKHRITOLA FEEDER | 314018 | 33/11KV SAKHRITOLA S/STN.
X1318323 | DLMS-Secure | 055 | TCPIP_DLMS | GSM | Feeder | 4812 | 206 | 11 KV VICHARPUR | 314005 | 33/11 KV SALEKASA
XE419582 | DLMS-Secure | 055 | TCPIP_DLMS | GSM | Feeder | 4812 | 201 | 11 KV NAVEGAON AG | 314021 | KAWARABANDH 33KV/11KV
03006201 | Genus | 065 | TCPIP_Genus | GSM | Feeder | 4812 | 202 | 11 KV TIRKHEDI | 314005 | 33/11 KV SALEKASA
X1318317 | DLMS-Secure | 055 | TCPIP_DLMS | GSM | Feeder | 4812 | 203 | 11 KV DAREKASA | 314005 | 33/11 KV SALEKASA
X1318330 | Secure | 055 | TCPIP_DLMS | GSM | Feeder | 4812 | 201 | 11 KV SALEKASA | 314005 | 33/11 KV SALEKASA
X0398785 | DLMS-Secure | 055 | TCPIP_DLMS | GSM | Feeder | 4812 | 208 | 11KV KAWARABANDH | 314021 | KAWARABANDH 33KV/11KV
X0398783 | DLMS-Secure | 055 | TCPIP_DLMS | GSM | Feeder | 4812 | 210 | 11KV NAVEGAON FEEDER | 314021 | KAWARABANDH 33KV/11KV
X0398781 | DLMS-Secure | 055 | TCPIP_DLMS | GSM | Feeder | 4812 | 209 | 11KV SONPURI | 314021 | KAWARABANDH 33KV/11KV
00310159 | DLMS-HPL | 076 | TCPIP_DLMS | GSM | Feeder | 4812 | 207 | 11KV HETI FEEDER | 314018 | 33/11KV SAKHRITOLA S/STN.
04609263 | DLMS-Genus | 065 | TCPIP_DLMS | GSM | Feeder | 4812 | 204 | 11 KV Water Works | 314005 | 33/11 KV SALEKASA
04609260 | DLMS-Genus | 065 | TCPIP_DLMS | GSM | Feeder | 4812 | 211 | 11 KV SALEKASA AGP FEEDER | 314005 | 33/11 KV SALEKASA
X1092548 | DLMS-Secure | 055 | TCPIP_DLMS | GSM | Feeder | 4812 | 212 | 11 KV AMGAON KHURD FEEDER | 314005 | 33/11 KV SALEKASA
XE419561 | DLMS-Secure | 055 | TCPIP_DLMS | GSM | Feeder | 4812 | 204 | 11 KV HETI AG FEEDER | 314018 | 33/11KV SAKHRITOLA S/STN.
X2093134 | DLMS-Secure | 055 | TCPIP_DLMS | GSM | Feeder | 0390 | 403 | 33 KV SIDDHIVINAYAK SOLVEX | 314001 | 33/11KV RAWANWADI S/STN.
13550640 | DLMS-LnT | 053 | TCPIP_DLMS | GSM | Feeder | 0390 | 401 | 33KV EXECUTIVE ENGINEER LIS, RAJEGAON (KATI) | 314001 | 33/11KV RAWANWADI S/STN.
14089136 | LnT | 053 | TCPIP_LnT_9600 | GSM | Feeder | 0390 | 206 | 11KV PANDHARABADI | 314024 | 33/11KV HIWRA S/STN.
03006502 | Genus | 065 | TCPIP_Genus | GSM | Feeder | 0390 | 204 | 11KV BAMBLESHWARI | 314006 | 33/11KV FULCHUR S/STN.
X0398782 | DLMS-Secure | 055 | TCPIP_DLMS | GSM | Feeder | 0390 | 202 | 11KV GIROLA | 314017 | 33/11KV ZILMILLI S/STN.
X0398779 | DLMS-Secure | 055 | TCPIP_DLMS | GSM | Feeder | 0390 | 205 | 11KV KATANGI INDUSTRIAL | 314001 | 33/11KV RAWANWADI S/STN.
08182976 | LnT | 053 | TCPIP_LNT | GSM | Feeder | 0390 | 202 | 11KV DANGURLI EXPRESS | 314011 | 33/11KV DASGAON S/STN.
XE419577 | DLMS-Secure | 055 | TCPIP_DLMS | GSM | Feeder | 0390 | 204 | 11 KV CHHIPIYA GAOTHAN | 314017 | 33/11KV ZILMILLI S/STN.
X0494531 | DLMS-Secure | 055 | TCPIP_DLMS | GSM | Feeder | 0390 | 208 | 11KV KHAMARI AGP | 314006 | 33/11KV FULCHUR S/STN.
05035996 | DLMS-HPL | 076 | TCPIP_DLMS | GSM | Feeder | 0390 | 207 | 11KV PANDHARABODI AGP | 314024 | 33/11KV HIWRA S/STN.
X0457475 | DLMS-Secure | 055 | TCPIP_DLMS | GSM | Feeder | 0390 | 201 | 11KV MIDC MUNDIPAR INDUSTRIAL | 314046 | MIDC MUNDIPAR DDUGJY
XC482864 | DLMS-Secure | 055 | TCPIP_DLMS | GSM | Feeder | 0390 | 202 | 11KV VILLAGE MUNDIPAR | 314046 | MIDC MUNDIPAR DDUGJY
X0457460 | DLMS-Secure | 055 | TCPIP_DLMS | GSM | Feeder | 0390 | 203 | 11KV FATTEPUR | 314046 | MIDC MUNDIPAR DDUGJY
08025998 | DLMS-Genus | 065 | TCPIP_DLMS | GSM | Feeder | 0390 | 202 | 11KV MARARTOLA | 314034 | 33/11 KV KATI S/STN.
X1778992 | DLMS-Secure | 055 | TCPIP_DLMS | GSM | Feeder | 0390 | 402 | PARIJAT OIL AND FATS | 314001 | 33/11KV RAWANWADI S/STN.
X0457440 | DLMS-Secure | 055 | TCPIP_DLMS | GSM | Feeder | 0390 | 203 | 11KV KASA | 314034 | 33/11 KV KATI S/STN.
X1092547 | DLMS-Secure | 055 | TCPIP_DLMS | GSM | Feeder | 0390 | 206 | 11KV AMBHORA | 314001 | 33/11KV RAWANWADI S/STN.
03006086 | Genus | 065 | TCPIP_Genus | GSM | Feeder | 0390 | 202 | 11KV KTS HOSPITAL | 314006 | 33/11KV FULCHUR S/STN.
13045200 | LnT | 053 | TCPIP_LnT_9600 | GSM | Feeder | 0390 | 203 | 11KV MAKDI (BIRSOLA) | 314011 | 33/11KV DASGAON S/STN.
14089033 | LnT | 053 | TCPIP_LnT_9600 | GSM | Feeder | 0390 | 205 | 11KV KUDWA | 314024 | 33/11KV HIWRA S/STN.
13045230 | LnT | 053 | TCPIP_LnT_9600 | GSM | Feeder | 0390 | 201 | 11KV DASGAON | 314011 | 33/11KV DASGAON S/STN.
14763413 | DLMS-LnT | 053 | TCPIP_DLMS | GSM | Feeder | 0390 | 202 | 11KV RAWANWADI | 314001 | 33/11KV RAWANWADI S/STN.
TNU04673 | Secure | 055 | TCPIP_Secure | GSM | Feeder | 0390 | 207 | 11KV CIVIL LINE | 314006 | 33/11KV FULCHUR S/STN.
13045196 | LnT | 053 | TCPIP_LnT_9600 | GSM | Feeder | 0390 | 205 | 11KV MAHESHWARI | 314006 | 33/11KV FULCHUR S/STN.
15067059 | LnT | 053 | TCPIP_LnT_9600 | GSM | Feeder | 0390 | 401 | 33KV EXECUTIVE ENGINEER LIS, TEDHAWA | 314011 | 33/11KV DASGAON S/STN.
X0401503 | DLMS-Secure | 055 | TCPIP_DLMS | GSM | Feeder | 0390 | 207 | 11KV CIVIL LINE | 314006 | 33/11KV FULCHUR S/STN.
X0401501 | DLMS-Secure | 055 | TCPIP_DLMS | GSM | Feeder | 0390 | 206 | 11KV SHAH INDUSTRIAL | 314006 | 33/11KV FULCHUR S/STN.
X0398784 | DLMS-Secure | 055 | TCPIP_DLMS | GSM | Feeder | 0390 | 201 | 11KV KAMTHA-BIRSI | 314017 | 33/11KV ZILMILLI S/STN.
X0398770 | DLMS-Secure | 055 | TCPIP_DLMS | GSM | Feeder | 0390 | 202 | 11 KV RAILTOLI | 314024 | 33/11KV HIWRA S/STN.
03002374 | Genus | 065 | TCPIP_Genus | GSM | Feeder | 0390 | 203 | 11KV ADASI | 314006 | 33/11KV FULCHUR S/STN.
XC413199 | DLMS-Secure | 055 | TCPIP_DLMS | GSM | Feeder | 0390 | 204 | 11KV KINHI (DASGAON) AGP | 314011 | 33/11KV DASGAON S/STN.
X1319971 | DLMS-Secure | 055 | TCPIP_DLMS | GSM | Feeder | 0390 | 205 | 11KV AIRPORT EXPRESS | 314017 | 33/11KV ZILMILLI S/STN.
05036020 | DLMS-HPL | 076 | TCPIP_DLMS | GSM | Feeder | 0390 | 204 | 11KV BANTHER | 314001 | 33/11KV RAWANWADI S/STN.
X0457466 | DLMS-Secure | 055 | TCPIP_DLMS | GSM | Feeder | 0390 | 201 | 11KV BHADYATOLA | 314034 | 33/11 KV KATI S/STN.
05035991 | DLMS-HPL | 076 | TCPIP_DLMS | GSM | Feeder | 0390 | 204 | 11KV KASA - BIRSOLA AGP | 314034 | 33/11 KV KATI S/STN.
05039082 | DLMS-HPL | 076 | TCPIP_DLMS | GSM | Feeder | 0390 | 203 | 11KV KATI | 314001 | 33/11KV RAWANWADI S/STN.
08025949 | DLMS-Genus | 065 | TCPIP_DLMS | GSM | Feeder | 0390 | 201 | 11KV FULCHUR | 314006 | 33/11KV FULCHUR S/STN.
X1237158 | DLMS-Secure | 055 | TCPIP_DLMS | GSM | Feeder | 0390 | 207 | 11KV DEORI AGP | 314011 | 33/11KV DASGAON S/STN.
X1237166 | DLMS-Secure | 055 | TCPIP_DLMS | GSM | Feeder | 0390 | 206 | 11KV NEW DASGAON | 314011 | 33/11KV DASGAON S/STN.
X1958146 | DLMS-Secure | 055 | TCPIP_DLMS | GSM | Feeder | 0390 | 411 | 33KV KATANGTOLA | 317014 | 132/33/11 KV GONDIA
X1958157 | DLMS-Secure | 055 | TCPIP_DLMS | GSM | Feeder | 0390 | 410 | 33 KV RAPEWADA FEEDER (MATATOLI) | 317014 | 132/33/11 KV GONDIA
XC436072 | DLMS-Secure | 055 | TCPIP_DLMS | GSM | Feeder | 0390 | 408 | 33 KV GAYATRI AGRO- II | 317014 | 132/33/11 KV GONDIA
X0398774 | DLMS-Secure | 055 | TCPIP_DLMS | GSM | Feeder | 0390 | 201 | 11KV KAMTHA | 314001 | 33/11KV RAWANWADI S/STN.
13546691 | DLMS-LnT | 053 | TCPIP_DLMS | GSM | Feeder | 0390 | 203 | 11KV SIRPUR FEEDER | 314017 | 33/11KV ZILMILLI S/STN.
05039100 | DLMS-HPL | 076 | TCPIP_DLMS | GSM | Feeder | 0390 | 204 | 11 KV SPARE FEEDER | 314024 | 33/11KV HIWRA S/STN.
X1257092 | DLMS-Secure | 055 | TCPIP_DLMS | GSM | Feeder | 0390 | 401 | 33KV EXECUTIVE ENGINEER LIS, RAJEGAON (KATI) | 314001 | 33/11KV RAWANWADI S/STN.
17102673 | DLMS-LnT | 053 | TCPIP_DLMS | GSM | Feeder | 1937 | 202 | 11KV MURRI | 314041 | 33/11KV MATATOLI (RAPEWADA) S/S
17102652 | DLMS-LnT | 053 | TCPIP_DLMS | GSM | Feeder | 1937 | 203 | 11KV RAPEWADA | 314041 | 33/11KV MATATOLI (RAPEWADA) S/S
17102643 | DLMS-LnT | 053 | TCPIP_DLMS | GSM | Feeder | 1937 | 206 | 11 KV SALES TAX COLONY FEEDER | 314025 | 33/11 KV PARWATIGATH
17102659 | DLMS-LnT | 053 | TCPIP_DLMS | GSM | Feeder | 1937 | 207 | 11KV POWER HOUSE | 314012 | 33/11 KV SURYATOLA S/STN
17102665 | LnT | 053 | TCPIP_LnT_9600 | GSM | Feeder | 1937 | 205 | 11KV CHULOD FEEDER | 314028 | 33/11 KV CIVILINE (BHIMGHAT)
00467408 | DLMS-HPL | 076 | TCPIP_DLMS | GSM | Feeder | 1937 | 202 | 11KV TOWN - II | 314012 | 33/11 KV SURYATOLA S/STN
00310050 | DLMS-HPL | 076 | TCPIP_DLMS | GSM | Feeder | 1937 | 206 | 11KV KURADI | 314012 | 33/11 KV SURYATOLA S/STN
00310284 | DLMS-HPL | 076 | TCPIP_DLMS | GSM | Feeder | 1937 | 204 | 11KV TOWN - IV | 314012 | 33/11 KV SURYATOLA S/STN
17104117 | LnT | 053 | TCPIP_LnT_9600 | GSM | Feeder | 1937 | 205 | 11KV TUMKHEDA INDUSTRIAL | 314012 | 33/11 KV SURYATOLA S/STN
12626825 | DLMS-LnT | 053 | TCPIP_DLMS | GSM | Feeder | 1937 | 202 | 11KV URBAN INDUSTRIAL | 314025 | 33/11 KV PARWATIGATH
14017394 | LnT | 053 | TCPIP_LnT_9600 | GSM | Feeder | 1937 | 203 | 11KV ANGURBAGICHA | 314029 | 33/11KV KATANGTOLA
12010685 | LnT | 053 | TCPIP_LnT_9600 | GSM | Feeder | 1937 | 202 | 11KV GOVINDPUR | 314028 | 33/11 KV CIVILINE (BHIMGHAT)
X0401509 | DLMS-Secure | 055 | TCPIP_DLMS | GSM | Feeder | 1937 | 203 | 11 KV VIJAYNAGAR | 314028 | 33/11 KV CIVILINE (BHIMGHAT)
08182963 | LnT | 053 | TCPIP_LNT | GSM | Feeder | 1937 | 201 | 11KV KARNJA INDUSTRIAL | 314025 | 33/11 KV PARWATIGATH
08026007 | DLMS-Genus | 065 | TCPIP_DLMS | GSM | Feeder | 1937 | 203 | 11KV TOWN - III | 314012 | 33/11 KV SURYATOLA S/STN
08182964 | LnT | 053 | TCPIP_LNT | GSM | Feeder | 1937 | 203 | 11KV MANOHAR CHOWK | 314025 | 33/11 KV PARWATIGATH
X1092518 | DLMS-Secure | 055 | TCPIP_DLMS | GSM | Feeder | 1937 | 201 | 11KV TOWN - I | 314012 | 33/11 KV SURYATOLA S/STN
X1251742 | DLMS-Secure | 055 | TCPIP_DLMS | GSM | Feeder | 1937 | 402 | 33 KV SIMPLEX FEEEDER | 314029 | 33/11KV KATANGTOLA
X1092545 | DLMS-Secure | 055 | TCPIP_DLMS | GSM | Feeder | 1937 | 201 | 11KV CHHOTA GONDIA | 314028 | 33/11 KV CIVILINE (BHIMGHAT)
X0401507 | DLMS-Secure | 055 | TCPIP_DLMS | GSM | Feeder | 1937 | 201 | 11KV GAJANAN COLONY | 314029 | 33/11KV KATANGTOLA
17102654 | LnT | 053 | TCPIP_DLMS | GSM | Feeder | 1937 | 201 | 11KV GAUTAM NAGAR | 314041 | 33/11KV MATATOLI (RAPEWADA) S/S
18054497 | LnT | 053 | TCPIP_DLMS | GSM | Feeder | 1937 | 201 | 11KV JAYASTAMBH | 314038 | 33/11KV GIS RAMNAGAR S/STN
17102661 | LnT | 053 | TCPIP_LnT_9600 | GSM | Feeder | 1937 | 204 | 11KV MAMA CHOWK | 314028 | 33/11 KV CIVILINE (BHIMGHAT)
17102638 | LnT | 053 | TCPIP_DLMS | GSM | Feeder | 1937 | 204 | 11KV GANESH NAGAR | 314025 | 33/11 KV PARWATIGATH
17102645 | LnT | 053 | TCPIP_DLMS | GSM | Feeder | 1937 | 210 | NEW TOWN-5 | 314012 | 33/11 KV SURYATOLA S/STN
05035992 | DLMS-HPL | 076 | TCPIP_DLMS | GSM | Feeder | 4810 | 201 | 11 KV GOREGOAN | 314002 | 33/11 KV GOREGAON
13080124 | DLMS-LnT | 053 | TCPIP_DLMS | GSM | Feeder | 4810 | 205 | 11 KV NIMBA | 314009 | 33/11KV TEDHA
08025990 | DLMS-Genus | 065 | TCPIP_DLMS | GSM | Feeder | 4810 | 202 | 11 KV MUNDIPAR | 314002 | 33/11 KV GOREGAON
XC413204 | DLMS-Secure | 055 | TCPIP_DLMS | GSM | Feeder | 4810 | 203 | 11KV GIDHADI | 314009 | 33/11KV TEDHA
07328663 | LnT | 053 | TCPIP_LNT | GSM | Feeder | 4810 | 203 | 11 KV INDUSTRIAL MILLTOLI | 314002 | 33/11 KV GOREGAON
00380643 | DLMS-HPL | 076 | TCPIP_DLMS | GSM | Feeder | 4810 | 206 | 11 KV KATANGI FEEDER | 314002 | 33/11 KV GOREGAON
18205628 | DLMS-LnT | 053 | TCPIP_DLMS | GSM | Feeder | 4810 | 205 | 11KV HIRDAMALI | 314002 | 33/11 KV GOREGAON
XC458677 | DLMS-Secure | 055 | TCPIP_DLMS | GSM | Feeder | 4810 | 201 | 11KV SAHARWANI | 314036 | 33/11KV CHICHGAON S/S
XE420115 | DLMS-Secure | 055 | TCPIP_DLMS | GSM | Feeder | 4810 | 204 | 11KV KURADI AGP | 314036 | 33/11KV CHICHGAON S/S
XC458684 | DLMS-Secure | 055 | TCPIP_DLMS | GSM | Feeder | 4810 | 202 | 11KV BORGAON | 314036 | 33/11KV CHICHGAON S/S
XC458670 | DLMS-Secure | 055 | TCPIP_DLMS | GSM | Feeder | 4810 | 203 | 11 KV HIRAPUR | 314036 | 33/11KV CHICHGAON S/S
XC413211 | DLMS-Secure | 055 | TCPIP_DLMS | GSM | Feeder | 4810 | 204 | 11KV JAMBADI | 314009 | 33/11KV TEDHA
XC413203 | DLMS-Secure | 055 | TCPIP_DLMS | GSM | Feeder | 4810 | 206 | 11KV PATHANTOLA AGP | 314009 | 33/11KV TEDHA
XC482336 | DLMS-Secure | 055 | TCPIP_DLMS | GSM | Feeder | 4810 | 207 | 11KV CHANGOTOLA AGP | 314009 | 33/11KV TEDHA
XE420114 | DLMS-Secure | 055 | TCPIP_DLMS | GSM | Feeder | 4810 | 207 | 11KV SONI AG | 314002 | 33/11 KV GOREGAON
08025951 | DLMS-Genus | 065 | TCPIP_DLMS | GSM | Feeder | 4810 | 201 | 11KV TEDHA | 314009 | 33/11KV TEDHA
XC458558 | DLMS-Secure | 055 | TCPIP_DLMS | GSM | Feeder | 4810 | 201 | 11 KV MOHADI | 314033 | 33/11KV MOHADI
XC458554 | DLMS-Secure | 055 | TCPIP_DLMS | GSM | Feeder | 4810 | 203 | 11KV GHUMARRA | 314033 | 33/11KV MOHADI
XC458564 | DLMS-Secure | 055 | TCPIP_DLMS | GSM | Feeder | 4810 | 202 | 11 KV KAMARGAON | 314033 | 33/11KV MOHADI
MPU06607 | Secure | 055 | TCPIP_Secure | GSM | Feeder | 4810 | 202 | 11KV CHOPA | 314009 | 33/11KV TEDHA
17103868 | LnT | 053 | TCPIP_LnT_9600 | GSM | Feeder | 0392 | 208 | 11KV TIRORA TOWN-II | 314013 | 33/11 KV TIRORA S/STN
MSP45982 | Secure | 055 | TCPIP_Secure | GSM | Feeder | 0392 | 204 | 11KV TIRORA URBAN AGP | 314023 | 33/11 KV BIRSI (SATONA)
14763417 | DLMS-LnT | 053 | TCPIP_DLMS | GSM | Feeder | 0392 | 202 | 11KV DONGARGAON | 314020 | 33/11KV EKODI SUBSTATION
X0398775 | DLMS-Secure | 055 | TCPIP_DLMS | GSM | Feeder | 0392 | 203 | 11KV GANGLA NAVEZARI | 314023 | 33/11 KV BIRSI (SATONA)
X0457472 | DLMS-Secure | 055 | TCPIP_Secure | GSM | Feeder | 0392 | 201 | 11KV DAWNIWADA | 314020 | 33/11KV EKODI SUBSTATION
X0398768 | DLMS-Secure | 055 | TCPIP_DLMS | GSM | Feeder | 0392 | 203 | 11KV KACHEWANI | 314020 | 33/11KV EKODI SUBSTATION
X0398772 | DLMS-Secure | 055 | TCPIP_DLMS | GSM | Feeder | 0392 | 204 | 11KV PALDONGARI | 314013 | 33/11 KV TIRORA S/STN
X0398773 | DLMS-Secure | 055 | TCPIP_DLMS | GSM | Feeder | 0392 | 206 | 11KV TIRODA TOWN II (DUMMY) | 314013 | 33/11 KV TIRORA S/STN
X0398780 | DLMS-Secure | 055 | TCPIP_DLMS | GSM | Feeder | 0392 | 202 | 11KV WADEGAON NEW | 314023 | 33/11 KV BIRSI (SATONA)
X0398777 | DLMS-Secure | 055 | TCPIP_DLMS | GSM | Feeder | 0392 | 202 | 11KV MANGEZARI | 314013 | 33/11 KV TIRORA S/STN
X0398776 | DLMS-Secure | 055 | TCPIP_DLMS | GSM | Feeder | 0392 | 201 | 11KV SUKADI (DAK) | 314023 | 33/11 KV BIRSI (SATONA)
XC413638 | DLMS-Secure | 055 | TCPIP_DLMS | GSM | Feeder | 0392 | 202 | 11KV SARANDI | 314032 | 33/11 KV PANJARA SUBSTATION
XC413644 | DLMS-Secure | 055 | TCPIP_DLMS | GSM | Feeder | 0392 | 201 | 11KV MUNDIKOTA | 314032 | 33/11 KV PANJARA SUBSTATION
XC413640 | DLMS-Secure | 055 | TCPIP_DLMS | GSM | Feeder | 0392 | 203 | 11KV KHOPDA | 314032 | 33/11 KV PANJARA SUBSTATION
00568097 | DLMS-HPL | 076 | TCPIP_DLMS | GSM | Feeder | 0392 | 203 | 11KV MANDVI (DUMMY) | 314013 | 33/11 KV TIRORA S/STN
00568077 | DLMS-HPL | 076 | TCPIP_DLMS | GSM | Feeder | 0392 | 204 | 11KV PARASWADA AGP | 314026 | 33/11KV PARASWADA S/STN
XE419864 | DLMS-Secure | 055 | TCPIP_DLMS | GSM | Feeder | 0392 | 203 | 11KV MIDC JACKWELL WATER WORKS | 314007 | 33/11KV DHAPEWADA
XE419890 | DLMS-Secure | 055 | TCPIP_DLMS | GSM | Feeder | 0392 | 202 | 11KV NAVEGAON | 314007 | 33/11KV DHAPEWADA
XB449579 | DLMS-Secure | 055 | TCPIP_DLMS | GSM | Feeder | 0392 | 202 | 11KV ARJUNI | 314026 | 33/11KV PARASWADA S/STN
X1958144 | DLMS-Secure | 055 | TCPIP_DLMS | GSM | Feeder | 0392 | 404 | DHAPEWADA LIS STAGE II | 318002 | 220KV KAWALEWADA S/STN
20299583 | LnT | 053 | TCPIP_LnT_9600 | GSM | Feeder | 0392 | 210 | 11KV SOLAR | 314013 | 33/11 KV TIRORA S/STN
20299582 | DLMS-LnT | 053 | TCPIP_DLMS | GSM | Feeder | 0392 | 210 | 11KV SOLAR | 314013 | 33/11 KV TIRORA S/STN
X0401502 | DLMS-Secure | 055 | TCPIP_DLMS | GSM | Feeder | 0392 | 205 | 11 KV MANDVI AG | 314013 | 33/11 KV TIRORA S/STN
X0399886 | DLMS-Secure | 055 | TCPIP_DLMS | GSM | Feeder | 0392 | 402 | 33KV LIS DHAPEWADA | 318002 | 220KV KAWALEWADA S/STN
17102669 | DLMS-LnT | 053 | TCPIP_DLMS | GSM | Feeder | 0392 | 207 | 11 KV KAWLEWADA | 314013 | 33/11 KV TIRORA S/STN
17102672 | DLMS-LnT | 053 | TCPIP_DLMS | GSM | Feeder | 0392 | 203 | 11KV GUMADHAWADA (DUMMY) | 314037 | 33/11KV CHURDI ROAD S/STN
18054437 | DLMS-LnT | 053 | TCPIP_DLMS | GSM | Feeder | 0392 | 201 | 11KV CHURDI ROAD | 314037 | 33/11KV CHURDI ROAD S/STN
17102671 | DLMS-LnT | 053 | TCPIP_DLMS | GSM | Feeder | 0392 | 202 | 11KV KHAIRBODI | 314037 | 33/11KV CHURDI ROAD S/STN
17102675 | DLMS-LnT | 053 | TCPIP_DLMS | GSM | Feeder | 0392 | 209 | 11KV MUNDIPAR | 314013 | 33/11 KV TIRORA S/STN
14763410 | DLMS-LnT | 053 | TCPIP_DLMS | GSM | Feeder | 0392 | 201 | 11KV KARTI | 314026 | 33/11KV PARASWADA S/STN
X0398771 | DLMS-Secure | 055 | TCPIP_DLMS | GSM | Feeder | 0392 | 203 | 11KV SONEGAON | 314026 | 33/11KV PARASWADA S/STN
X0398778 | DLMS-Secure | 055 | TCPIP_DLMS | GSM | Feeder | 0392 | 201 | 11KV TIRORA-U | 314013 | 33/11 KV TIRORA S/STN
08026012 | DLMS-Genus | 065 | TCPIP_DLMS | GSM | Feeder | 0392 | 204 | 11KV DHAPEWADA AGP | 314007 | 33/11KV DHAPEWADA
XE419872 | DLMS-Secure | 055 | TCPIP_DLMS | GSM | Feeder | 0392 | 201 | 11KV DHAPEWADA | 314007 | 33/11KV DHAPEWADA
X1237171 | DLMS-Secure | 055 | TCPIP_DLMS | GSM | Feeder | 0392 | 206 | 11KV LONARA | 314023 | 33/11 KV BIRSI (SATONA)
X1237140 | DLMS-Secure | 055 | TCPIP_DLMS | GSM | Feeder | 0392 | 205 | 11KV CHORKHAMARA | 314023 | 33/11 KV BIRSI (SATONA)
X0457450 | DLMS-Secure | 055 | TCPIP_DLMS | GSM | Feeder | 0392 | 202 | 11KV KHADKI | 314040 | 33/11KV THANEGAON S/S
XG477729 | DLMS-Secure | 055 | TCPIP_DLMS | GSM | Feeder | 0392 | 201 | 11KV THANEGAON | 314040 | 33/11KV THANEGAON S/S
XE419492 | DLMS-Secure | 055 | TCPIP_DLMS | GSM | Feeder | 0392 | 203 | 11KV CHIKHALI | 314040 | 33/11KV THANEGAON S/S
07043218 | LnT | 053 | TCPIP_LNT | GSM | Feeder | 0560 | 203 | 11 KV KHARALA | 164026 | 33/11KV LOHARISAWANGA
X0399510 | DLMS-Secure | 055 | TCPIP_DLMS | GSM | Feeder | 0560 | 205 | 11 KV PARADSINGA | 164049 | NEW 33KV BHARSINGI
19859062 | DLMS-LnT | 053 | TCPIP_DLMS | GSM | Feeder | 0560 | 202 | 11 KV WADHONA | 164049 | NEW 33KV BHARSINGI
08026605 | DLMS-Genus | 065 | TCPIP_DLMS | GSM | Feeder | 0560 | 201 | 11KV CHANDANIBURDI | 164027 | 33/11KV THADIPAWNI
17271201 | DLMS-LnT | 053 | TCPIP_DLMS | GSM | Feeder | 0560 | 401 | 33 KV INCOMER | 164026 | 33/11KV LOHARISAWANGA
X0398741 | DLMS-Secure | 055 | TCPIP_DLMS | GSM | Feeder | 0560 | 203 | RAMPURI FEEDER | 164027 | 33/11KV THADIPAWNI
X0399527 | DLMS-Secure | 055 | TCPIP_DLMS | GSM | Feeder | 0560 | 201 | 11 KV LOHARISAWANGA | 164026 | 33/11KV LOHARISAWANGA
X0401470 | DLMS-Secure | 055 | TCPIP_DLMS | GSM | Feeder | 0560 | 204 | 11 KV KHARASHI | 164026 | 33/11KV LOHARISAWANGA
12627223 | DLMS-LnT | 053 | TCPIP_DLMS | GSM | Feeder | 0560 | 204 | 11 KV BANORCHANDRA | 164027 | 33/11KV THADIPAWNI
16047608 | LnT | 053 | TCPIP_LnT_9600 | GSM | Feeder | 0560 | 204 | 11 KV KHARBADI | 164076 | 33/11 KV WADVIHIRA (UMATA) S/S
X0402149 | DLMS-Secure | 055 | TCPIP_DLMS | GSM | Feeder | 0560 | 206 | 11KV JALALKHEDA-U-APDRP | 164049 | NEW 33KV BHARSINGI
16047610 | LnT | 053 | TCPIP_LnT_9600 | GSM | Feeder | 0560 | 203 | 11 KV WADHONA RURAL | 164076 | 33/11 KV WADVIHIRA (UMATA) S/S
07043219 | LnT | 053 | TCPIP_LNT | GSM | Feeder | 0560 | 202 | 11 KV LOHARA | 164026 | 33/11KV LOHARISAWANGA
11094204 | LnT | 053 | TCPIP_LnT_9600 | GSM | Feeder | 0560 | 203 | 11KV LOHARI-SAWANGA | 164049 | NEW 33KV BHARSINGI
11094208 | LnT | 053 | TCPIP_LnT_9600 | GSM | Feeder | 0560 | 201 | 11KV THADIPAWANI | 164049 | NEW 33KV BHARSINGI
X0399515 | DLMS-Secure | 055 | TCPIP_DLMS | GSM | Feeder | 0560 | 205 | 11 KV Jatlapur | 164026 | 33/11KV LOHARISAWANGA
13546678 | DLMS-LnT | 053 | TCPIP_DLMS | GSM | Feeder | 0560 | 201 | 11 KV DATEWADI | 164076 | 33/11 KV WADVIHIRA (UMATA) S/S
17224059 | DLMS-LnT | 053 | TCPIP_DLMS | GSM | Feeder | 0560 | 207 | Mendhla | 164049 | NEW 33KV BHARSINGI
X0398747 | DLMS-Secure | 055 | TCPIP_DLMS | GSM | Feeder | 0560 | 202 | 11 KV AMBADA | 164027 | 33/11KV THADIPAWNI
13546705 | DLMS-LnT | 053 | TCPIP_DLMS | GSM | Feeder | 0560 | 204 | 11KV JALALKHEDA-R | 164049 | NEW 33KV BHARSINGI
12023231 | LnT | 053 | TCPIP_LnT_9600 | GSM | Feeder | 1945 | 201 | 11 KV LAXMINAGAR | 164054 | 33/11 KV R-APDRP KATOL S/S
14046418 | LnT | 053 | TCPIP_LnT_9600 | GSM | Feeder | 1945 | 205 | 11 KV NEW BHISHNOOR | 164051 | 33/11 KV PARADSINGA S/S
14046399 | LnT | 053 | TCPIP_LnT_9600 | GSM | Feeder | 1945 | 201 | 11 KV PARADSINGA | 164051 | 33/11 KV PARADSINGA S/S
14046267 | LnT | 053 | TCPIP_LnT_9600 | GSM | Feeder | 1945 | 204 | 11 KV KHAPRI FEEDER | 164051 | 33/11 KV PARADSINGA S/S
12010686 | LnT | 053 | TCPIP_LnT_9600 | GSM | Feeder | 1945 | 202 | 11 KV BUS STAND | 164054 | 33/11 KV R-APDRP KATOL S/S
Q0439035 | DLMS-Secure | 055 | TCPIP_DLMS | GSM | Feeder | 1945 | 412 | 33 KV ALEIUS | 167013 | 132 KV KATOL
00381588 | DLMS-HPL | 076 | TCPIP_DLMS | GSM | Feeder | 1945 | 203 | 11 KV IUDP FEEDER | 164054 | 33/11 KV R-APDRP KATOL S/S
X0402163 | DLMS-Secure | 055 | TCPIP_DLMS | GSM | Feeder | 1945 | 204 | 11 KV PANCHWATI | 164054 | 33/11 KV R-APDRP KATOL S/S
08026623 | DLMS-Genus | 065 | TCPIP_DLMS | GSM | Feeder | 1945 | 204 | 11 KV KOTWALBARDI | 164021 | 33/11 KV METPANJRA
17224082 | DLMS-LnT | 053 | TCPIP_DLMS | GSM | Feeder | 1945 | 207 | N P INFRA | 164021 | 33/11 KV METPANJRA
X1294762 | DLMS-Secure | 055 | TCPIP_DLMS | GSM | Feeder | 1945 | 206 | WANDLI GOATHAN | 164051 | 33/11 KV PARADSINGA S/S
X0402170 | DLMS-Secure | 055 | TCPIP_DLMS | GSM | Feeder | 1945 | 411 | 33KV NARKHED | 167013 | 132 KV KATOL
X0402148 | DLMS-Secure | 055 | TCPIP_DLMS | GSM | Feeder | 1945 | 206 | 11 KV RAPDRP FEEDER | 167013 | 132 KV KATOL
X0402174 | DLMS-Secure | 055 | TCPIP_DLMS | GSM | Feeder | 1945 | 201 | 11KV LADGAON FEEDER | 164057 | 33/11 KV MURTI SUBSTATION
X0402176 | DLMS-Secure | 055 | TCPIP_DLMS | GSM | Feeder | 1945 | 202 | 11KV MURTI FEEDER | 164057 | 33/11 KV MURTI SUBSTATION
X0402175 | DLMS-Secure | 055 | TCPIP_DLMS | GSM | Feeder | 1945 | 203 | 11KV AMBADA FEEDER | 164057 | 33/11 KV MURTI SUBSTATION
X0402164 | DLMS-Secure | 055 | TCPIP_DLMS | GSM | Feeder | 1945 | 205 | 11 KV PETHBUDHWAR | 164054 | 33/11 KV R-APDRP KATOL S/S
08024230 | DLMS-Genus | 065 | TCPIP_DLMS | GSM | Feeder | 1945 | 206 | 11 KV HATLA GAOTHAN | 164021 | 33/11 KV METPANJRA
17272620 | DLMS-LnT | 053 | TCPIP_DLMS | GSM | Feeder | 1945 | 202 | 11 KV MASLI (OLD BHISHNOOR) | 164051 | 33/11 KV PARADSINGA S/S
08026556 | DLMS-Genus | 065 | TCPIP_DLMS | GSM | Feeder | 1945 | 205 | 11 KV WAI | 164021 | 33/11 KV METPANJRA
08026559 | DLMS-Genus | 065 | TCPIP_DLMS | GSM | Feeder | 1945 | 201 | 11 KV HATLA | 164021 | 33/11 KV METPANJRA
08024246 | DLMS-Genus | 065 | TCPIP_DLMS | GSM | Feeder | 1945 | 202 | 11 KV CHARGAON (OLD DORLI) | 164021 | 33/11 KV METPANJRA
08026548 | DLMS-Genus | 065 | TCPIP_DLMS | GSM | Feeder | 1945 | 203 | 11 KV KHANGAO | 164051 | 33/11 KV PARADSINGA S/S
08024251 | DLMS-Genus | 065 | TCPIP_DLMS | GSM | Feeder | 1945 | 203 | 11 KV MEDHEPATHAR | 164021 | 33/11 KV METPANJRA
08023380 | DLMS-Genus | 065 | TCPIP_DLMS | GSM | Feeder | 1945 | 208 | 11 KV MIDC FEEDER | 164054 | 33/11 KV R-APDRP KATOL S/S
X0399448 | DLMS-Secure | 055 | TCPIP_DLMS | GSM | Feeder | 0353 | 202 | 11 KV YENIKONI | 164024 | 33/11 KV NARKHED
08026598 | DLMS-Genus | 065 | TCPIP_DLMS | GSM | Feeder | 0353 | 203 | 11 KV NARKHED RURAL | 164024 | 33/11 KV NARKHED
X0402178 | DLMS-Secure | 055 | TCPIP_DLMS | GSM | Feeder | 0353 | 201 | 11 KV TINKHEDA | 164083 | 33/11 KV TINKHEDA SUBSTATION
X0399452 | DLMS-Secure | 055 | TCPIP_DLMS | GSM | Feeder | 0353 | 209 | 11 KV TINKHEDA LINK LINE FEEDER | 164024 | 33/11 KV NARKHED
X0402186 | DLMS-Secure | 055 | TCPIP_DLMS | GSM | Feeder | 0353 | 205 | 11 KV WATER WORK MOWAD | 164023 | 33/11 KV MOWAD
X0399449 | DLMS-Secure | 055 | TCPIP_DLMS | GSM | Feeder | 0353 | 204 | 11 KV MANIKWADA | 164023 | 33/11 KV MOWAD
X0399451 | DLMS-Secure | 055 | TCPIP_DLMS | GSM | Feeder | 0353 | 206 | 11 KV BORKHEDI FEEDER | 164023 | 33/11 KV MOWAD
X0399450 | DLMS-Secure | 055 | TCPIP_DLMS | GSM | Feeder | 0353 | 202 | 11 KV JALALKHEDA RURAL FEEDER | 164023 | 33/11 KV MOWAD
X0402177 | DLMS-Secure | 055 | TCPIP_DLMS | GSM | Feeder | 0353 | 203 | 11 KV MOWAD | 164023 | 33/11 KV MOWAD
X0402183 | DLMS-Secure | 055 | TCPIP_DLMS | GSM | Feeder | 0353 | 201 | 11 KV BELONA | 164023 | 33/11 KV MOWAD
08023461 | DLMS-Genus | 065 | TCPIP_DLMS | GSM | Feeder | 0353 | 201 | 11 KV NARKHED URBAN | 164024 | 33/11 KV NARKHED
08026565 | DLMS-Genus | 065 | TCPIP_DLMS | GSM | Feeder | 0353 | 203 | 11KV KHEDI | 164083 | 33/11 KV TINKHEDA SUBSTATION
X0399467 | DLMS-Secure | 055 | TCPIP_DLMS | GSM | Feeder | 0353 | 208 | 11 KV PIMPALGAON FEEDER | 164024 | 33/11 KV NARKHED
08026558 | DLMS-Genus | 065 | TCPIP_DLMS | GSM | Feeder | 0353 | 207 | 11 KV GAOTHAN MOGRA ROAD FEEDER | 164024 | 33/11 KV NARKHED
X1251819 | DLMS-Secure | 055 | TCPIP_DLMS | GSM | Feeder | 0353 | 206 | 11 KV PARSODI | 164024 | 33/11 KV NARKHED
XH407576 | DLMS-Secure | 055 | TCPIP_DLMS | GSM | Feeder | 0353 | 207 | GODHANI RURAL | 164023 | 33/11 KV MOWAD
08026679 | DLMS-Genus | 065 | TCPIP_DLMS | GSM | Feeder | 0353 | 205 | 11 KV NARKHED PETH | 164024 | 33/11 KV NARKHED
13546727 | DLMS-LnT | 053 | TCPIP_DLMS | GSM | Feeder | 0353 | 204 | 11 KV SARDI | 164024 | 33/11 KV NARKHED
X0401462 | DLMS-Secure | 055 | TCPIP_DLMS | GSM | Feeder | 0353 | 202 | 11 KV KHARSOLI | 164083 | 33/11 KV TINKHEDA SUBSTATION
08026544 | DLMS-Genus | 065 | TCPIP_DLMS | GSM | Feeder | 0561 | 203 | 11 KV YENWA | 164056 | 33/11 kv yenwa
X0402159 | DLMS-Secure | 055 | TCPIP_DLMS | GSM | Feeder | 0561 | 202 | 11 KV GONH FDR | 164056 | 33/11 kv yenwa
X0402156 | DLMS-Secure | 055 | TCPIP_DLMS | GSM | Feeder | 0561 | 201 | 11 KV MOHGAON | 164029 | 33/11 KV MOHGAON
X0402157 | DLMS-Secure | 055 | TCPIP_DLMS | GSM | Feeder | 0561 | 205 | 11 KV KHANDALA FEEDER | 164056 | 33/11 kv yenwa
X0402152 | DLMS-Secure | 055 | TCPIP_DLMS | GSM | Feeder | 0561 | 203 | 11 KV PIPLA FEEDER | 164029 | 33/11 KV MOHGAON
X0402153 | DLMS-Secure | 055 | TCPIP_DLMS | GSM | Feeder | 0561 | 202 | 11 KV KHAPRI FEEDER | 164029 | 33/11 KV MOHGAON
X0402158 | DLMS-Secure | 055 | TCPIP_DLMS | GSM | Feeder | 0561 | 204 | 11 KV ISAPUR FEEDER | 164056 | 33/11 kv yenwa
X0402165 | DLMS-Secure | 055 | TCPIP_DLMS | GSM | Feeder | 0561 | 204 | 11KV SINDI | 164028 | 33/11 KV SAWARGAON
X0402161 | DLMS-Secure | 055 | TCPIP_DLMS | GSM | Feeder | 0561 | 203 | 11 KV MALAPUR | 164028 | 33/11 KV SAWARGAON
X0402160 | DLMS-Secure | 055 | TCPIP_DLMS | GSM | Feeder | 0561 | 201 | 11 KV KALMBHA | 164056 | 33/11 kv yenwa
08026557 | DLMS-Genus | 065 | TCPIP_DLMS | GSM | Feeder | 0561 | 201 | 11 KV SONOLI | 164028 | 33/11 KV SAWARGAON
X0402151 | DLMS-Secure | 055 | TCPIP_DLMS | GSM | Feeder | 0561 | 206 | 11 KV MANNATH (NEW) | 164028 | 33/11 KV SAWARGAON
X0402166 | DLMS-Secure | 055 | TCPIP_DLMS | GSM | Feeder | 0561 | 202 | 11 KV MASORA | 164028 | 33/11 KV SAWARGAON
13546657 | DLMS-LnT | 053 | TCPIP_DLMS | GSM | Feeder | 0561 | 207 | 11 KV PRISTINE FDR | 164029 | 33/11 KV MOHGAON
X0402162 | DLMS-Secure | 055 | TCPIP_DLMS | GSM | Feeder | 0561 | 205 | 11 KV SAWARGAON URBAN FEEDER | 164028 | 33/11 KV SAWARGAON
X0402243 | DLMS-Secure | 055 | TCPIP_DLMS | GSM | Feeder | 0561 | 207 | 11 KV AMBADA FEEDER | 164028 | 33/11 KV SAWARGAON
X0402154 | DLMS-Secure | 055 | TCPIP_DLMS | GSM | Feeder | 0561 | 206 | 11 KV JATAMJHARI | 164029 | 33/11 KV MOHGAON
X0401468 | DLMS-Secure | 055 | TCPIP_DLMS | GSM | Feeder | 0561 | 205 | 11 KV AGRA FEEDER | 164029 | 33/11 KV MOHGAON
XG477199 | DLMS-Secure | 055 | TCPIP_DLMS | GSM | Feeder | 0561 | 204 | SHIVAM GINNING | 164085 | 33/11 KV ZILPA S/S
XC554731 | DLMS-Secure | 055 | TCPIP_DLMS | GSM | Feeder | 0561 | 204 | ADANI EXPRESS FEEDER | 164029 | 33/11 KV MOHGAON
08026636 | DLMS-Genus | 065 | TCPIP_DLMS | GSM | Feeder | 0561 | 202 | 11 KV LOHAGAD FEEDER | 164085 | 33/11 KV ZILPA S/S
08026554 | DLMS-Genus | 065 | TCPIP_DLMS | GSM | Feeder | 0561 | 201 | 11 KV ZILPA | 164085 | 33/11 KV ZILPA S/S
08023375 | DLMS-Genus | 065 | TCPIP_DLMS | GSM | Feeder | 1953 | 206 | 11KV POLO | 164016 | 33 KV BAZARGAON
08024254 | DLMS-Genus | 065 | TCPIP_DLMS | GSM | Feeder | 1953 | 204 | 11KV SATNAVRI FEEDER | 164016 | 33 KV BAZARGAON
X0402173 | DLMS-Secure | 055 | TCPIP_DLMS | GSM | Feeder | 1953 | 203 | 11 KV DHOTIWADA | 164061 | 33/11 KV MASOD S/ST
X0399092 | DLMS-Secure | 055 | TCPIP_DLMS | GSM | Feeder | 1953 | 401 | 33 kv kalmeshwar to baz incomer no 1 | 164016 | 33 KV BAZARGAON
X0399438 | DLMS-Secure | 055 | TCPIP_DLMS | GSM | Feeder | 1953 | 405 | 33 KV PIX | 164016 | 33 KV BAZARGAON
16002866 | LnT | 053 | TCPIP_LnT_9600 | GSM | Feeder | 1953 | 203 | 11KV KACHARI SAWANGA | 164074 | 33/11 KACHARI SAWANGA
X0853552 | DLMS-Secure | 055 | TCPIP_DLMS | GSM | Feeder | 1953 | 209 | 11 KV ECONOMIC EXPLOSIVE | 164016 | 33 KV BAZARGAON
08024232 | DLMS-Genus | 065 | TCPIP_DLMS | GSM | Feeder | 1953 | 211 | 11 KV ORIENT EXPLOSIVE FEEDER | 164016 | 33 KV BAZARGAON
X0853567 | DLMS-Secure | 055 | TCPIP_DLMS | GSM | Feeder | 1953 | 201 | 11 KV APEX | 164016 | 33 KV BAZARGAON
13062934 | LnT | 053 | TCPIP_LnT_9600 | GSM | Feeder | 1953 | 206 | 11KV TARODA | 164022 | 33/11 KV KONDHALI
13070627 | LnT | 053 | TCPIP_LnT_9600 | GSM | Feeder | 1953 | 201 | 11 KV SHIVANA | 164022 | 33/11 KV KONDHALI
X0402167 | DLMS-Secure | 055 | TCPIP_DLMS | GSM | Feeder | 1953 | 202 | 11 KV DHURKHEDA | 164061 | 33/11 KV MASOD S/ST
15017606 | LnT | 053 | TCPIP_LnT_9600 | GSM | Feeder | 1953 | 201 | 11 KV RIDHORA FEEDER | 164074 | 33/11 KACHARI SAWANGA
15107782 | LnT | 053 | TCPIP_LnT_9600 | GSM | Feeder | 1953 | 202 | 11KV KUTAMBA | 164074 | 33/11 KACHARI SAWANGA
16002886 | LnT | 053 | TCPIP_LnT_9600 | GSM | Feeder | 1953 | 208 | ADEGAON | 164016 | 33 KV BAZARGAON
12626684 | DLMS-LnT | 053 | TCPIP_DLMS | GSM | Feeder | 1953 | 205 | 11 KV KONDHALI URBAN | 164022 | 33/11 KV KONDHALI
12626593 | DLMS-LnT | 053 | TCPIP_DLMS | GSM | Feeder | 1953 | 204 | 11 KV GARAMSUR | 164022 | 33/11 KV KONDHALI
15010268 | LnT | 053 | TCPIP_LnT_9600 | GSM | Feeder | 1953 | 207 | 11 KV WW | 164022 | 33/11 KV KONDHALI
13070635 | LnT | 053 | TCPIP_LnT_9600 | GSM | Feeder | 1953 | 201 | 11 KV MASOD | 164061 | 33/11 KV MASOD S/ST
X0399463 | DLMS-Secure | 055 | TCPIP_DLMS | GSM | Feeder | 1953 | 207 | 11 KV DHAMNA | 164016 | 33 KV BAZARGAON
X2025357 | DLMS-Secure | 055 | TCPIP_DLMS | GSM | Feeder | 1953 | 213 | 11 KV BAZERGAON TOWN | 164016 | 33 KV BAZARGAON
08026564 | DLMS-Genus | 065 | TCPIP_DLMS | GSM | Feeder | 1953 | 205 | 11KV SHIVA FEEDER | 164016 | 33 KV BAZARGAON
X1901213 | DLMS-Secure | 055 | TCPIP_DLMS | GSM | Feeder | 1953 | 203 | 11 KV KHURSAPAR (NEW) | 164880 | 33/11 KV KHURSAPAR SUBSTATION
X1901258 | DLMS-Secure | 055 | TCPIP_DLMS | GSM | Feeder | 1953 | 404 | 33 KV HETIKUNDI KHURASAPAR | 164880 | 33/11 KV KHURSAPAR SUBSTATION
X1901193 | DLMS-Secure | 055 | TCPIP_DLMS | GSM | Feeder | 1953 | 201 | 11 KV CHANDANPARDI | 164880 | 33/11 KV KHURSAPAR SUBSTATION
X1901205 | DLMS-Secure | 055 | TCPIP_DLMS | GSM | Feeder | 1953 | 202 | 11 KV DHAMANGAON | 164880 | 33/11 KV KHURSAPAR SUBSTATION
X0399458 | DLMS-Secure | 055 | TCPIP_DLMS | GSM | Feeder | 1953 | 210 | 11 KV KELTECH | 164016 | 33 KV BAZARGAON
XE482449 | DLMS-Secure | 055 | TCPIP_DLMS | GSM | Feeder | 1911 | 201 | 11 KV SURADEVI FEEDER | 164874 | 33 KV KAWTHA SSTN
08024338 | DLMS-Genus | 065 | TCPIP_DLMS | GSM | Feeder | 1911 | 201 | 11 KV MES | 165001 | NMC W/W KAMPTEE
X0399509 | DLMS-Secure | 055 | TCPIP_DLMS | GSM | Feeder | 1911 | 212 | 11 KV JACKWELL | 165001 | NMC W/W KAMPTEE
X0399535 | DLMS-Secure | 055 | TCPIP_DLMS | GSM | Feeder | 1911 | 204 | 11 KV WARDHMAN | 164001 | 33/11 KV KAMPTEE(DRAGON PALACE)
08026696 | DLMS-Genus | 065 | TCPIP_DLMS | GSM | Feeder | 1911 | 210 | 11 KV RAMANAGAR | 164001 | 33/11 KV KAMPTEE(DRAGON PALACE)
14033799 | LnT | 053 | TCPIP_LnT_9600 | GSM | Feeder | 1911 | 202 | 11 KV NERI 1 FDR | 164001 | 33/11 KV KAMPTEE(DRAGON PALACE)
14033717 | LnT | 053 | TCPIP_LnT_9600 | GSM | Feeder | 1911 | 201 | 11 KV YERKHEDA 1 | 164001 | 33/11 KV KAMPTEE(DRAGON PALACE)
12010779 | LnT | 053 | TCPIP_LnT_9600 | GSM | Feeder | 1911 | 211 | 11 KV J P NAGAR | 164001 | 33/11 KV KAMPTEE(DRAGON PALACE)
19859066 | DLMS-LnT | 053 | TCPIP_DLMS | GSM | Feeder | 1911 | 209 | 11 KV YASHODHARA NAGAR | 164001 | 33/11 KV KAMPTEE(DRAGON PALACE)
X0401452 | DLMS-Secure | 055 | TCPIP_DLMS | GSM | Feeder | 1911 | 201 | 11 KV Bhilgaon | 164044 | 33/11KV BHILGAON
14033812 | LnT | 053 | TCPIP_LnT_9600 | GSM | Feeder | 1911 | 207 | 11 KV MODI 2 | 164001 | 33/11 KV KAMPTEE(DRAGON PALACE)
17272606 | DLMS-LnT | 053 | TCPIP_DLMS | GSM | Feeder | 1911 | 205 | 11 KV YERKHEDA 2 FDR | 164001 | 33/11 KV KAMPTEE(DRAGON PALACE)
MSP45507 | Secure | 055 | TCPIP_Secure | GSM | Feeder | 1911 | 208 | 11 KV UNGAON AG | 164001 | 33/11 KV KAMPTEE(DRAGON PALACE)
X0401451 | DLMS-Secure | 055 | TCPIP_DLMS | GSM | Feeder | 1911 | 203 | 11 KV ANKIT INDUSTRIAL | 164044 | 33/11KV BHILGAON
08024336 | DLMS-Genus | 065 | TCPIP_DLMS | GSM | Feeder | 1911 | 210 | 11 KV KAMPTEE II | 165001 | NMC W/W KAMPTEE
08024334 | DLMS-Genus | 065 | TCPIP_DLMS | GSM | Feeder | 1911 | 203 | 11 KV BHAJI MANDI | 164001 | 33/11 KV KAMPTEE(DRAGON PALACE)
08024335 | DLMS-Genus | 065 | TCPIP_DLMS | GSM | Feeder | 1911 | 206 | 11 KV KOLSATAL | 164001 | 33/11 KV KAMPTEE(DRAGON PALACE)
17224073 | DLMS-LnT | 053 | TCPIP_DLMS | GSM | Feeder | 1911 | 206 | 11 KV NCDC | 165001 | NMC W/W KAMPTEE
17272607 | DLMS-LnT | 053 | TCPIP_DLMS | GSM | Feeder | 1911 | 204 | 11 KV KMT COLLORY | 165001 | NMC W/W KAMPTEE
17272586 | DLMS-LnT | 053 | TCPIP_DLMS | GSM | Feeder | 1911 | 205 | 11 KV AIR | 165001 | NMC W/W KAMPTEE
17271209 | DLMS-LnT | 053 | TCPIP_DLMS | GSM | Feeder | 1911 | 403 | 33 KV WATER WORKS II | 165001 | NMC W/W KAMPTEE
X1306629 | DLMS-Secure | 055 | TCPIP_DLMS | GSM | Feeder | 1911 | 206 | 11 KV ANKIT EXPRESS | 164044 | 33/11KV BHILGAON
X0399532 | DLMS-Secure | 055 | TCPIP_DLMS | GSM | Feeder | 1911 | 205 | 11 KV KHASALA | 164044 | 33/11KV BHILGAON
08026666 | DLMS-Genus | 065 | TCPIP_DLMS | GSM | Feeder | 1911 | 204 | 11 KV SUMAN VIHAR | 164044 | 33/11KV BHILGAON
X0789975 | DLMS-Secure | 055 | TCPIP_DLMS | GSM | Feeder | 1911 | 203 | 11 KV KAWTHA FEEDER | 164874 | 33 KV KAWTHA SSTN
X0789973 | DLMS-Secure | 055 | TCPIP_DLMS | GSM | Feeder | 1911 | 202 | 11 KV KHAIRY FEEDER | 164874 | 33 KV KAWTHA SSTN
08024337 | DLMS-Genus | 065 | TCPIP_DLMS | GSM | Feeder | 1911 | 208 | 11 KV KAMPTEE I | 165001 | NMC W/W KAMPTEE
X0401450 | DLMS-Secure | 055 | TCPIP_DLMS | GSM | Feeder | 1911 | 202 | 11 KV Ranala | 164044 | 33/11KV BHILGAON
12627637 | DLMS-LnT | 053 | TCPIP_DLMS | GSM | Feeder | 0360 | 203 | 11 KV GAJANAN NAGARI FEEDER | 164068 | 33/11 KV NEW GONDEGAON
XE418595 | DLMS-Secure | 055 | TCPIP_DLMS | GSM | Feeder | 0360 | 201 | 11 KV VPM | 168012 | 220 KV KANHAN
19859073 | DLMS-LnT | 053 | TCPIP_DLMS | GSM | Feeder | 0360 | 204 | 11 KV BALAJI TEMPLE | 164068 | 33/11 KV NEW GONDEGAON
17224071 | DLMS-LnT | 053 | TCPIP_DLMS | GSM | Feeder | 0360 | 205 | 11 KV TEKADI | 164068 | 33/11 KV NEW GONDEGAON
17224098 | DLMS-LnT | 053 | TCPIP_DLMS | GSM | Feeder | 0360 | 201 | 11KV VASAHAT | 164068 | 33/11 KV NEW GONDEGAON
12629265 | DLMS-LnT | 053 | TCPIP_DLMS | GSM | Feeder | 0360 | 211 | 11 KV REHAB | 168012 | 220 KV KANHAN
12526453 | LnT | 053 | TCPIP_LnT_9600 | GSM | Feeder | 0360 | 404 | 33 KV NMC | 168012 | 220 KV KANHAN
12626634 | DLMS-LnT | 053 | TCPIP_DLMS | GSM | Feeder | 0360 | 202 | 11kv BORDA | 164068 | 33/11 KV NEW GONDEGAON
X1960187 | DLMS-Secure | 055 | TCPIP_DLMS | GSM | Feeder | 0360 | 801 | 220 KV Suryalakshmi | 168012 | 220 KV KANHAN
12629285 | DLMS-LnT | 053 | TCPIP_DLMS | GSM | Feeder | 0360 | 206 | 11 KV KHANDALA | 168012 | 220 KV KANHAN
12629274 | DLMS-LnT | 053 | TCPIP_DLMS | GSM | Feeder | 0360 | 209 | 11KV KFA II | 168012 | 220 KV KANHAN
15017244 | LnT | 053 | TCPIP_LnT_9600 | GSM | Feeder | 0360 | 205 | 11 KV KANHAN R | 168012 | 220 KV KANHAN
03015352 | Genus | 065 | TCPIP_Genus | GSM | Feeder | 0359 | 208 | 11 KV CHIKHALI NIMBHA | 164008 | 33 KV GUMTHALA
XG476995 | DLMS-Secure | 055 | TCPIP_DLMS | GSM | Feeder | 0359 | 202 | FEEDER NO 2 | 164871 | 33/11 KV KADHOLI
XG476996 | DLMS-Secure | 055 | TCPIP_DLMS | GSM | Feeder | 0359 | 203 | FEEDER NO 3 | 164871 | 33/11 KV KADHOLI
XG476998 | DLMS-Secure | 055 | TCPIP_DLMS | GSM | Feeder | 0359 | 201 | FEEDER NO 1 | 164871 | 33/11 KV KADHOLI
X1444519 | DLMS-Secure | 055 | TCPIP_DLMS | GSM | Feeder | 0359 | 210 | VIVEK ETHNIC FOOD | 164008 | 33 KV GUMTHALA
08026602 | DLMS-Genus | 065 | TCPIP_DLMS | GSM | Feeder | 0359 | 206 | 11 KV VAISHNAVI | 164008 | 33 KV GUMTHALA
08026685 | DLMS-Genus | 065 | TCPIP_DLMS | GSM | Feeder | 0359 | 204 | 11 KV BHOWARI | 164008 | 33 KV GUMTHALA
08026667 | DLMS-Genus | 065 | TCPIP_DLMS | GSM | Feeder | 0359 | 205 | 11 KV SAWALI GARLA | 164008 | 33 KV GUMTHALA
08026665 | DLMS-Genus | 065 | TCPIP_DLMS | GSM | Feeder | 0359 | 207 | 11KV WADODA INDUSTRIAL | 164008 | 33 KV GUMTHALA
08026694 | DLMS-Genus | 065 | TCPIP_DLMS | GSM | Feeder | 0359 | 201 | 11 KV GUMTHALA | 164008 | 33 KV GUMTHALA
08026689 | DLMS-Genus | 065 | TCPIP_DLMS | GSM | Feeder | 0359 | 203 | 11 KV BHUGAON | 164008 | 33 KV GUMTHALA
17272581 | DLMS-LnT | 053 | TCPIP_DLMS | GSM | Feeder | 0359 | 203 | 11 KV WADODA R | 164060 | 33 KV DCL S/STN
17224074 | DLMS-LnT | 053 | TCPIP_DLMS | GSM | Feeder | 0359 | 202 | 11 KV NIMKHEDA (DHANI STN) | 164075 | 33/11 KV DHANI STN
XE419885 | DLMS-Secure | 055 | TCPIP_DLMS | GSM | Feeder | 0359 | 207 | 11 KV GOPAL SNACS | 164050 | 33 kV Chirwa
X0399518 | DLMS-Secure | 055 | TCPIP_DLMS | GSM | Feeder | 0359 | 203 | 11 KV TARODI | 164084 | 33/11 KV TARODI STN
X0401454 | DLMS-Secure | 055 | TCPIP_DLMS | GSM | Feeder | 0359 | 202 | 11 KV PANDHARKAWADA | 164084 | 33/11 KV TARODI STN
17272610 | DLMS-LnT | 053 | TCPIP_DLMS | GSM | Feeder | 0359 | 206 | 11 KV ADKA | 164031 | 33 KV MAA UMIYA
17272580 | DLMS-LnT | 053 | TCPIP_DLMS | GSM | Feeder | 0359 | 205 | 11 KV NIMKHEDA | 164060 | 33 KV DCL S/STN
08026671 | DLMS-Genus | 065 | TCPIP_DLMS | GSM | Feeder | 0359 | 204 | 11 KV INDUSTRIAL IV | 164031 | 33 KV MAA UMIYA
17272608 | DLMS-LnT | 053 | TCPIP_DLMS | GSM | Feeder | 0359 | 207 | 11 KV DHAMANGAON | 164060 | 33 KV DCL S/STN
XC447282 | DLMS-Secure | 055 | TCPIP_DLMS | GSM | Feeder | 0359 | 201 | 11 KV GANGANAGAR FEEDER | 164084 | 33/11 KV TARODI STN
MSP35552 | Secure | 055 | TCPIP_Secure | GSM | Feeder | 0359 | 204 | 11 kv Pawaddona | 164050 | 33 kV Chirwa
13546693 | DLMS-LnT | 053 | TCPIP_DLMS | GSM | Feeder | 0359 | 203 | 11 KV DHANI INDUSTRIAL | 164075 | 33/11 KV DHANI STN
13078202 | LnT | 053 | TCPIP_LnT_9600 | GSM | Feeder | 0359 | 210 | CHIKHLABODI GAOTHAN | 164050 | 33 kV Chirwa
Q0584305 | DLMS-Secure | 055 | TCPIP_DLMS | GSM | Feeder | 0359 | 801 | 220 KV Ultratec | 168756 | 220 KV Ultratec Tarsa navegao
MSP35556 | Secure | 055 | TCPIP_Secure | GSM | Feeder | 0359 | 205 | 11 KV NEHARVANI | 164050 | 33 kV Chirwa
00467111 | DLMS-HPL | 076 | TCPIP_DLMS | GSM | Feeder | 0359 | 208 | 11 KV INDUSTRIAL V | 164031 | 33 KV MAA UMIYA
MSP35553 | Secure | 055 | TCPIP_Secure | GSM | Feeder | 0359 | 202 | NEW DHANLA | 164050 | 33 kV Chirwa
MSP35554 | Secure | 055 | TCPIP_Secure | GSM | Feeder | 0359 | 201 | 11 KV BORGAON | 164050 | 33 kV Chirwa
MSP35555 | Secure | 055 | TCPIP_Secure | GSM | Feeder | 0359 | 203 | 11 KV OLD DHANDLA | 164050 | 33 kV Chirwa
08026708 | DLMS-Genus | 065 | TCPIP_DLMS | GSM | Feeder | 0359 | 202 | 11 KV INDUSTRIAL II | 164031 | 33 KV MAA UMIYA
08026573 | DLMS-Genus | 065 | TCPIP_DLMS | GSM | Feeder | 0359 | 205 | 11 kv kapsi pawangaon dhargaon | 164031 | 33 KV MAA UMIYA
08026664 | DLMS-Genus | 065 | TCPIP_DLMS | GSM | Feeder | 0359 | 210 | 11 KV PAWANGAON | 164031 | 33 KV MAA UMIYA
08026678 | DLMS-Genus | 065 | TCPIP_DLMS | GSM | Feeder | 0359 | 211 | PALSAD GAOTHAN | 164008 | 33 KV GUMTHALA
08026683 | DLMS-Genus | 065 | TCPIP_DLMS | GSM | Feeder | 0359 | 209 | 11KV JINCY FEEDER | 164031 | 33 KV MAA UMIYA
08026631 | DLMS-Genus | 065 | TCPIP_DLMS | GSM | Feeder | 0359 | 201 | 11 KV MOUDA | 164060 | 33 KV DCL S/STN
08026575 | DLMS-Genus | 065 | TCPIP_DLMS | GSM | Feeder | 0359 | 202 | 11 KV PALSAD | 164008 | 33 KV GUMTHALA
08026637 | DLMS-Genus | 065 | TCPIP_DLMS | GSM | Feeder | 0359 | 204 | 11 KV KUMBHARI | 164060 | 33 KV DCL S/STN
08026677 | DLMS-Genus | 065 | TCPIP_DLMS | GSM | Feeder | 0359 | 206 | 11 KV BAPDEO SUGAR FACTORY | 164060 | 33 KV DCL S/STN
03006654 | Genus | 065 | TCPIP_Genus | GSM | Feeder | 0359 | 203 | 11 KV INDUSTRIAL III | 164031 | 33 KV MAA UMIYA
03006851 | Genus | 065 | TCPIP_Genus | GSM | Feeder | 0359 | 201 | 11 KV INDUSTRIAL I | 164031 | 33 KV MAA UMIYA
XB434324 | DLMS-Secure | 055 | TCPIP_DLMS | GSM | Feeder | 0359 | 205 | 11 KV SELU | 164087 | 33/11 KV WADODA STN
XH407111 | DLMS-Secure | 055 | TCPIP_DLMS | GSM | Feeder | 0359 | 202 | 11 KV KADHOLI | 164865 | 33/11 KV LIHIGAON SUBSTATION
XH407101 | DLMS-Secure | 055 | TCPIP_DLMS | GSM | Feeder | 0359 | 201 | 11 KV LIHIGAON | 164865 | 33/11 KV LIHIGAON SUBSTATION
13546697 | DLMS-LnT | 053 | TCPIP_DLMS | GSM | Feeder | 0359 | 206 | 11 KV ZULLAR | 164087 | 33/11 KV WADODA STN
17272609 | DLMS-LnT | 053 | TCPIP_DLMS | GSM | Feeder | 0359 | 202 | 11 KV WADODA IND. I | 164087 | 33/11 KV WADODA STN
13546556 | DLMS-LnT | 053 | TCPIP_DLMS | GSM | Feeder | 0359 | 203 | 11 KV WADODA IND. II | 164087 | 33/11 KV WADODA STN
17224094 | DLMS-LnT | 053 | TCPIP_DLMS | GSM | Feeder | 0359 | 201 | 11 KV ASLWADA | 164087 | 33/11 KV WADODA STN
XD452933 | DLMS-Secure | 055 | TCPIP_DLMS | GSM | Feeder | 0359 | 206 | VASTUSHODH 63 FEEDER | 164084 | 33/11 KV TARODI STN
XD453346 | DLMS-Secure | 055 | TCPIP_DLMS | GSM | Feeder | 0359 | 205 | 11 KV BIDGAON FEEDER | 164084 | 33/11 KV TARODI STN
12626453 | DLMS-LnT | 053 | TCPIP_DLMS | GSM | Feeder | 0359 | 204 | 11 KV BHUGAO | 164087 | 33/11 KV WADODA STN
X1457885 | DLMS-Secure | 055 | TCPIP_DLMS | GSM | Feeder | 0359 | 207 | YASHANAND 63 FEEDER | 164084 | 33/11 KV TARODI STN
12626990 | DLMS-LnT | 053 | TCPIP_DLMS | GSM | Feeder | 0356 | 204 | 11 KV MANSAR URBAN | 164058 | 33/11 KV S/stn Mansar
MSP45513 | Secure | 055 | TCPIP_Secure | GSM | Feeder | 0356 | 209 | 11KV PATGOWARI GAOTHAN | 164058 | 33/11 KV S/stn Mansar
03003762 | Genus | 065 | TCPIP_Genus | GSM | Feeder | 0356 | 206 | 11 KV YAWALKAR | 164030 | 33 KV AROLI
X1603073 | DLMS-Secure | 055 | TCPIP_DLMS | GSM | Feeder | 0356 | 206 | 11 KV AGROTECH FEEDER | 164002 | 33 KV NAGARDHAN
12626685 | DLMS-LnT | 053 | TCPIP_DLMS | GSM | Feeder | 0356 | 201 | 11 KV Paoni | 164003 | 33/11 KV PAONI SUBSTATION
X0399529 | DLMS-Secure | 055 | TCPIP_DLMS | GSM | Feeder | 0356 | 203 | 11 KV BELDONGRI | 164002 | 33 KV NAGARDHAN
X0399517 | DLMS-Secure | 055 | TCPIP_DLMS | GSM | Feeder | 0356 | 204 | 11 KV W/W | 164002 | 33 KV NAGARDHAN
08026576 | DLMS-Genus | 065 | TCPIP_DLMS | GSM | Feeder | 0356 | 207 | 11KV RFO PAUNI DEPOT | 164003 | 33/11 KV PAONI SUBSTATION
08026698 | DLMS-Genus | 065 | TCPIP_DLMS | GSM | Feeder | 0356 | 209 | 11 KV NANDGAON | 164030 | 33 KV AROLI
14676628 | DLMS-LnT | 053 | TCPIP_DLMS | GSM | Feeder | 0356 | 201 | 11 KV SATAK | 164058 | 33/11 KV S/stn Mansar
XF470597 | DLMS-Secure | 055 | TCPIP_DLMS | GSM | Feeder | 0356 | 202 | 11KV SALAIMETA GAOTHAN | 164852 | 33/11 GHOTITOK S/SN
08026593 | DLMS-Genus | 065 | TCPIP_DLMS | GSM | Feeder | 0356 | 205 | 11KV SONA | 164002 | 33 KV NAGARDHAN
XF471041 | DLMS-Secure | 055 | TCPIP_DLMS | GSM | Feeder | 0356 | 203 | 11 KV MAHADULA | 164852 | 33/11 GHOTITOK S/SN
XF470632 | DLMS-Secure | 055 | TCPIP_DLMS | GSM | Feeder | 0356 | 201 | 11KV UMARI | 164852 | 33/11 GHOTITOK S/SN
08026716 | DLMS-Genus | 065 | TCPIP_DLMS | GSM | Feeder | 0356 | 211 | 11 KV KACHURVAHI FDR | 164030 | 33 KV AROLI
X0399534 | DLMS-Secure | 055 | TCPIP_DLMS | GSM | Feeder | 0356 | 208 | 11KV SHITALWADI | 164058 | 33/11 KV S/stn Mansar
XG476958 | DLMS-Secure | 055 | TCPIP_DLMS | GSM | Feeder | 0356 | 207 | 11KV KAVI KULGURU | 164042 | 33 KV Ramtek
17272582 | DLMS-LnT | 053 | TCPIP_DLMS | GSM | Feeder | 0356 | 204 | 11 KV KHAT | 164030 | 33 KV AROLI
00310305 | DLMS-HPL | 076 | TCPIP_DLMS | GSM | Feeder | 0356 | 207 | 11 KV DURGA RICE MILL EXPRESS | 164030 | 33 KV AROLI
XC475770 | DLMS-Secure | 055 | TCPIP_DLMS | GSM | Feeder | 0356 | 408 | 33 KV MOIL SOLAR | 167004 | 132 KV MANSAR
X0401453 | DLMS-Secure | 055 | TCPIP_DLMS | GSM | Feeder | 0356 | 204 | BORI SINGLE PHASE | 164042 | 33 KV Ramtek
X0398743 | DLMS-Secure | 055 | TCPIP_DLMS | GSM | Feeder | 0356 | 201 | Ramtek I | 164042 | 33 KV Ramtek
X0398742 | DLMS-Secure | 055 | TCPIP_DLMS | GSM | Feeder | 0356 | 202 | Ramtek II | 164042 | 33 KV Ramtek
X0401455 | DLMS-Secure | 055 | TCPIP_DLMS | GSM | Feeder | 0356 | 206 | 11 KV MUSEWADI | 164042 | 33 KV Ramtek
03015357 | Genus | 065 | TCPIP_Genus | GSM | Feeder | 0356 | 203 | 11 KV KODAMENDHI | 164030 | 33 KV AROLI
X0398744 | DLMS-Secure | 055 | TCPIP_DLMS | GSM | Feeder | 0356 | 205 | 11 KV RAMTALAI | 164042 | 33 KV Ramtek
17272604 | DLMS-LnT | 053 | TCPIP_DLMS | GSM | Feeder | 0356 | 201 | 11 KV KHAT | 164071 | 33 KV Khat S/Stn
07410611 | LnT | 053 | TCPIP_LNT | GSM | Feeder | 0356 | 201 | 11 KV AROLI | 164030 | 33 KV AROLI
03003719 | Genus | 065 | TCPIP_Genus | GSM | Feeder | 0356 | 210 | 11 KV GHOTI GAOTHAN | 164030 | 33 KV AROLI
00568039 | DLMS-HPL | 076 | TCPIP_DLMS | GSM | Feeder | 0356 | 203 | 11 KV DLS | 164042 | 33 KV Ramtek
00310854 | DLMS-HPL | 076 | TCPIP_DLMS | GSM | Feeder | 0356 | 203 | 11 KV TOTALADOH | 164003 | 33/11 KV PAONI SUBSTATION
00310671 | DLMS-HPL | 076 | TCPIP_DLMS | GSM | Feeder | 0356 | 202 | 11 KV HIWARA BAJAR | 164003 | 33/11 KV PAONI SUBSTATION
00467433 | DLMS-HPL | 076 | TCPIP_DLMS | GSM | Feeder | 0356 | 203 | 11 KV KANDRI | 164058 | 33/11 KV S/stn Mansar
MPU06648 | Secure | 055 | TCPIP_Secure | GSM | Feeder | 0356 | 201 | 11 KV CHACHER | 164002 | 33 KV NAGARDHAN
08026720 | DLMS-Genus | 065 | TCPIP_DLMS | GSM | Feeder | 0356 | 406 | 33kv NMC Pench Dam express feeder | 167004 | 132 KV MANSAR
MSP45509 | Secure | 055 | TCPIP_Secure | GSM | Feeder | 0356 | 204 | 11 KV Ambazari AG | 164003 | 33/11 KV PAONI SUBSTATION
00380661 | DLMS-HPL | 076 | TCPIP_DLMS | GSM | Feeder | 0356 | 202 | 11 KV NAGARDHAN | 164002 | 33 KV NAGARDHAN
03003252 | Genus | 065 | TCPIP_Genus | GSM | Feeder | 0356 | 208 | 11 KV ADEGAON | 164030 | 33 KV AROLI
X2000737 | DLMS-Secure | 055 | TCPIP_DLMS | GSM | Feeder | 0356 | 201 | 11KV DEOLAPAR | 164882 | 33 KV WADAMBA
X1947526 | DLMS-Secure | 055 | TCPIP_DLMS | GSM | Feeder | 0356 | 203 | 11KV KARWAHI FDR | 164882 | 33 KV WADAMBA
X1947520 | DLMS-Secure | 055 | TCPIP_DLMS | GSM | Feeder | 0356 | 202 | 11KV BELDA FEEDER | 164882 | 33 KV WADAMBA
13546553 | DLMS-LnT | 053 | TCPIP_DLMS | GSM | Feeder | 0356 | 206 | 11 KV DEOLAPAR | 164003 | 33/11 KV PAONI SUBSTATION
12627636 | DLMS-LnT | 053 | TCPIP_DLMS | GSM | Feeder | 0356 | 205 | 11 KV AAMDI | 164058 | 33/11 KV S/stn Mansar
03003526 | Genus | 065 | TCPIP_Genus | GSM | Feeder | 0356 | 205 | 11KV Hatwar | 164030 | 33 KV AROLI
03015312 | Genus | 065 | TCPIP_Genus | GSM | Feeder | 0356 | 202 | 11 KV GHOTI | 164030 | 33 KV AROLI
X0399521 | DLMS-Secure | 055 | TCPIP_DLMS | GSM | Feeder | 0356 | 207 | 11 KV RAMDHAN FDR | 164058 | 33/11 KV S/stn Mansar
15017246 | LnT | 053 | TCPIP_LnT_9600 | GSM | Feeder | 0356 | 202 | 11 KV Moil | 164058 | 33/11 KV S/stn Mansar
08024329 | DLMS-Genus | 065 | TCPIP_DLMS | GSM | Feeder | 0358 | 208 | 11KV BHIWAPUR MIDC | 164007 | 33/11 KV BHIWAPUR
X0399537 | DLMS-Secure | 055 | TCPIP_DLMS | GSM | Feeder | 0358 | 201 | 11 KV TAMBEKHANI AG FEEDER | 164007 | 33/11 KV BHIWAPUR
00467384 | DLMS-HPL | 076 | TCPIP_DLMS | GSM | Feeder | 0358 | 206 | 11KV JAWALI GAOTHAN FEEDER | 164043 | 33/11 KV JAWALI
00568108 | DLMS-HPL | 076 | TCPIP_DLMS | GSM | Feeder | 0358 | 202 | 11 KV TATOLI | 164043 | 33/11 KV JAWALI
00467422 | DLMS-HPL | 076 | TCPIP_DLMS | GSM | Feeder | 0358 | 205 | 11 KV PANDHARWANI | 164043 | 33/11 KV JAWALI
X1901191 | DLMS-Secure | 055 | TCPIP_DLMS | GSM | Feeder | 0358 | 202 | 11KV BHWARI AG FEEDER | 164881 | 33/11KV SOMANALA
15067047 | LnT | 053 | TCPIP_LnT_9600 | GSM | Feeder | 0358 | 406 | 33 KV GOKUL WCL EXPRESS | 164043 | 33/11 KV JAWALI
XE489700 | DLMS-Secure | 055 | TCPIP_DLMS | GSM | Feeder | 0358 | 206 | 11KV NAND GAOTHAN FEEDER | 164862 | 33/11 KV CHIKHALAPAR SUB-STATION
X0789960 | DLMS-Secure | 055 | TCPIP_DLMS | GSM | Feeder | 0358 | 204 | 11KV JAWARABODI GAOTHAN FEEDER | 164072 | 33/11 KV KARGAON (TAS)
X1294738 | DLMS-Secure | 055 | TCPIP_DLMS | GSM | Feeder | 0358 | 207 | 11KV PAHAMI GAOTHAN FEEDER | 164043 | 33/11 KV JAWALI
X1284408 | DLMS-Secure | 055 | TCPIP_DLMS | GSM | Feeder | 0358 | 203 | 11 KV NAVEGAON SADHU | 164872 | 33/11 KV NAVEGAON SADHU
X1284429 | DLMS-Secure | 055 | TCPIP_DLMS | GSM | Feeder | 0358 | 201 | 11 KV TIRKHUDA FEEDER | 164872 | 33/11 KV NAVEGAON SADHU
X1901199 | DLMS-Secure | 055 | TCPIP_DLMS | GSM | Feeder | 0358 | 203 | 11KV ADYAL AG FEEDER | 164881 | 33/11KV SOMANALA
X1901187 | DLMS-Secure | 055 | TCPIP_DLMS | GSM | Feeder | 0358 | 201 | 11KV SOMANALA GAOTHAN FEEDER | 164881 | 33/11KV SOMANALA
12626677 | DLMS-LnT | 053 | TCPIP_DLMS | GSM | Feeder | 0358 | 201 | 11 KV KARGAON | 164072 | 33/11 KV KARGAON (TAS)
17224067 | DLMS-LnT | 053 | TCPIP_DLMS | GSM | Feeder | 0358 | 203 | 11 KV TAS | 164072 | 33/11 KV KARGAON (TAS)
X0853276 | DLMS-Secure | 055 | TCPIP_DLMS | GSM | Feeder | 0358 | 201 | 11KV MANDAWA- CHARGAON | 164862 | 33/11 KV CHIKHALAPAR SUB-STATION
XE489697 | DLMS-Secure | 055 | TCPIP_DLMS | GSM | Feeder | 0358 | 202 | 11KV ZAMKOLI | 164862 | 33/11 KV CHIKHALAPAR SUB-STATION
XE489708 | DLMS-Secure | 055 | TCPIP_DLMS | GSM | Feeder | 0358 | 203 | 11KV PANJAREPAR-NAND | 164862 | 33/11 KV CHIKHALAPAR SUB-STATION
XE489703 | DLMS-Secure | 055 | TCPIP_DLMS | GSM | Feeder | 0358 | 204 | 11KV CHIKHALAPAR-BESUR | 164862 | 33/11 KV CHIKHALAPAR SUB-STATION
17224076 | DLMS-LnT | 053 | TCPIP_DLMS | GSM | Feeder | 0358 | 202 | 11 KV MOKHADA | 164072 | 33/11 KV KARGAON (TAS)
19859067 | DLMS-LnT | 053 | TCPIP_DLMS | GSM | Feeder | 0358 | 202 | 11 KV NAXI | 164007 | 33/11 KV BHIWAPUR
X1304716 | DLMS-Secure | 055 | TCPIP_DLMS | GSM | Feeder | 0358 | 202 | 11 KV SHIWAPUR FEEDER | 164872 | 33/11 KV NAVEGAON SADHU
X0401457 | DLMS-Secure | 055 | TCPIP_DLMS | GSM | Feeder | 0358 | 204 | 11 KV SARANDI | 164043 | 33/11 KV JAWALI
X0401458 | DLMS-Secure | 055 | TCPIP_DLMS | GSM | Feeder | 0358 | 201 | 11 KV JAWALI | 164043 | 33/11 KV JAWALI
X0399453 | DLMS-Secure | 055 | TCPIP_DLMS | GSM | Feeder | 0358 | 206 | 11 KV BHIWAPUR BUS STAND FEEDER | 164007 | 33/11 KV BHIWAPUR
X0399522 | DLMS-Secure | 055 | TCPIP_DLMS | GSM | Feeder | 0358 | 207 | 11 KV BHIMADEVI FEEDER | 164007 | 33/11 KV BHIWAPUR
X0399465 | DLMS-Secure | 055 | TCPIP_DLMS | GSM | Feeder | 0358 | 203 | 11 KV PULLAR GAOTHAN FEEDER | 164007 | 33/11 KV BHIWAPUR
07410632 | LnT | 053 | TCPIP_LNT | GSM | Feeder | 0358 | 204 | 11 KV MEDHA | 164007 | 33/11 KV BHIWAPUR
00380670 | DLMS-HPL | 076 | TCPIP_DLMS | GSM | Feeder | 0358 | 203 | 11 KV PAHAMI | 164043 | 33/11 KV JAWALI
08026703 | DLMS-Genus | 065 | TCPIP_DLMS | GSM | Feeder | 0358 | 205 | 11 KV BHIWAPUR AG | 164007 | 33/11 KV BHIWAPUR
XE419515 | DLMS-Secure | 055 | TCPIP_DLMS | GSM | Feeder | 0361 | 201 | 11KV CHICHGHAT AG | 164086 | 33/11 KV CHAFEGADI STN
14046378 | LnT | 053 | TCPIP_LnT_9600 | GSM | Feeder | 0361 | 207 | KINHI GAOTHAN FEEDER | 164010 | 33 KV PACHKHEDI
XE429458 | DLMS-Secure | 055 | TCPIP_DLMS | GSM | Feeder | 0361 | 209 | 11 KV SOLAR KUHI FEEDER | 164009 | 33 KV KUHI
17224068 | DLMS-LnT | 053 | TCPIP_DLMS | GSM | Feeder | 0361 | 201 | 11 KV ADAM AG FEEDER | 164073 | 33/11 KV ADAM SUB-STATION
00380673 | DLMS-HPL | 076 | TCPIP_DLMS | GSM | Feeder | 0361 | 205 | 11 KV CHIKHALABODI GAOTHAN | 164073 | 33/11 KV ADAM SUB-STATION
15104216 | LnT | 053 | TCPIP_LnT_9600 | GSM | Feeder | 0361 | 208 | 11 KV BHOJAPUR AG | 164009 | 33 KV KUHI
12023284 | LnT | 053 | TCPIP_LnT_9600 | GSM | Feeder | 0361 | 201 | 11 KV MANDHAL - I | 164010 | 33 KV PACHKHEDI
14089104 | LnT | 053 | TCPIP_LnT_9600 | GSM | Feeder | 0361 | 202 | 11 KV CHICHAD | 164010 | 33 KV PACHKHEDI
12484486 | LnT | 053 | TCPIP_LnT_9600 | GSM | Feeder | 0361 | 203 | 11 KV DONGARMOUDA | 164010 | 33 KV PACHKHEDI
13062916 | LnT | 053 | TCPIP_LnT_9600 | GSM | Feeder | 0361 | 203 | 11 KV KHAPRI-MANGLI | 164063 | 33/11 KV DONGARGAON
13070651 | LnT | 053 | TCPIP_LnT_9600 | GSM | Feeder | 0361 | 202 | 11 KV SASEGAON | 164063 | 33/11 KV DONGARGAON
03015325 | Genus | 065 | TCPIP_Genus | GSM | Feeder | 0361 | 205 | 11 KV WAG FEEDER | 164010 | 33 KV PACHKHEDI
17272579 | DLMS-LnT | 053 | TCPIP_DLMS | GSM | Feeder | 0361 | 203 | 11 KV DONGARGAON | 164009 | 33 KV KUHI
XD448634 | DLMS-Secure | 055 | TCPIP_DLMS | GSM | Feeder | 0361 | 401 | 33 KV CHAFEGADI LINE | 164086 | 33/11 KV CHAFEGADI STN
13546554 | DLMS-LnT | 053 | TCPIP_DLMS | GSM | Feeder | 0361 | 204 | 11 KV KHURSAPAR GAOTHAN | 164073 | 33/11 KV ADAM SUB-STATION
XE419504 | DLMS-Secure | 055 | TCPIP_DLMS | GSM | Feeder | 0361 | 202 | MOHGAON GAOTHAN | 164086 | 33/11 KV CHAFEGADI STN
12627626 | DLMS-LnT | 053 | TCPIP_DLMS | GSM | Feeder | 0361 | 203 | 11 KV MANDHAL GAOTHAN | 164073 | 33/11 KV ADAM SUB-STATION
08026587 | DLMS-Genus | 065 | TCPIP_DLMS | GSM | Feeder | 0361 | 201 | 11 KV VELTUR | 164062 | 33/11 KV AMBHORA
08026673 | DLMS-Genus | 065 | TCPIP_DLMS | GSM | Feeder | 0361 | 203 | 11 KV CHIKHALI | 164062 | 33/11 KV AMBHORA
12627627 | DLMS-LnT | 053 | TCPIP_DLMS | GSM | Feeder | 0361 | 202 | 11 KV CHAFEGADI | 164009 | 33 KV KUHI
X0399528 | DLMS-Secure | 055 | TCPIP_DLMS | GSM | Feeder | 0361 | 204 | 11 KV SATARA | 164009 | 33 KV KUHI
08026706 | DLMS-Genus | 065 | TCPIP_DLMS | GSM | Feeder | 0361 | 206 | 11 KV TITUR | 164009 | 33 KV KUHI
08026596 | DLMS-Genus | 065 | TCPIP_DLMS | GSM | Feeder | 0361 | 204 | 11 KV MANDHAL II | 164010 | 33 KV PACHKHEDI
17271233 | DLMS-LnT | 053 | TCPIP_DLMS | GSM | Feeder | 0361 | 402 | 33 KV LIS | 167016 | 132 KV AMBHORA
XD452919 | DLMS-Secure | 055 | TCPIP_DLMS | GSM | Feeder | 0361 | 203 | 11 KV PANDEGAON GAOTHAN | 164086 | 33/11 KV CHAFEGADI STN
08024320 | DLMS-Genus | 065 | TCPIP_DLMS | GSM | Feeder | 0361 | 207 | 11KV MIDC KUHI FEEDER | 164009 | 33 KV KUHI
08026600 | DLMS-Genus | 065 | TCPIP_DLMS | GSM | Feeder | 0361 | 202 | 11 KV BHIWKUND | 164062 | 33/11 KV AMBHORA
08024330 | DLMS-Genus | 065 | TCPIP_DLMS | GSM | Feeder | 0361 | 201 | 11 KV KUHI U | 164009 | 33 KV KUHI
X2093122 | DLMS-Secure | 055 | TCPIP_DLMS | GSM | Feeder | 0361 | 204 | 11KV AMBHORA DEVSTHAN FEEDER | 164062 | 33/11 KV AMBHORA
17271235 | DLMS-LnT | 053 | TCPIP_DLMS | GSM | Feeder | 0361 | 403 | 33KV LIS-II | 167016 | 132 KV AMBHORA
00568044 | DLMS-HPL | 076 | TCPIP_DLMS | GSM | Feeder | 0361 | 201 | 11KV LANJALA | 164063 | 33/11 KV DONGARGAON
19859071 | DLMS-LnT | 053 | TCPIP_DLMS | GSM | Feeder | 0361 | 205 | 11 KV BHOJAPUR GAOTHAN | 164009 | 33 KV KUHI
17272587 | DLMS-LnT | 053 | TCPIP_DLMS | GSM | Feeder | 0361 | 202 | 11 KV MAJARI AG FEEDER | 164073 | 33/11 KV ADAM SUB-STATION
14089096 | LnT | 053 | TCPIP_LnT_9600 | GSM | Feeder | 0361 | 206 | 11 KV PUNARVASAN FFEDER | 164010 | 33 KV PACHKHEDI
07043154 | LnT | 053 | TCPIP_LNT | GSM | Feeder | 0357 | 205 | MIDC OLD WATER WORKS | 164032 | 33 KV MAKARDHOKDA
X0399085 | DLMS-Secure | 055 | TCPIP_DLMS | GSM | Feeder | 0357 | 404 | 33 KV NCDC | 165002 | 33KV UMRED
13546695 | DLMS-LnT | 053 | TCPIP_DLMS | GSM | Feeder | 0357 | 204 | 11KV BELA GAOTHAN | 164006 | 33 KV BELA
17272584 | DLMS-LnT | 053 | TCPIP_DLMS | GSM | Feeder | 0357 | 204 | 11KV GHOTURLI | 164850 | 33KV GANGAPUR
00467112 | DLMS-HPL | 076 | TCPIP_DLMS | GSM | Feeder | 0357 | 203 | 11 KV Daheli | 164006 | 33 KV BELA
X2244730 | DLMS-Secure | 055 | TCPIP_DLMS | GSM | Feeder | 0357 | 403 | 33 KV ADITYA PROTEIN | 164055 | 33/11KV NEW MOHPA ROAD UMRED SUBSTATION
08026570 | DLMS-Genus | 065 | TCPIP_DLMS | GSM | Feeder | 0357 | 201 | 11KV GANGAPUR | 164055 | 33/11KV NEW MOHPA ROAD UMRED SUBSTATION
X1477846 | DLMS-Secure | 055 | TCPIP_DLMS | GSM | Feeder | 0357 | 402 | 33KV CONFIDENCE FEEDER | 164055 | 33/11KV NEW MOHPA ROAD UMRED SUBSTATION
X1092473 | DLMS-Secure | 055 | TCPIP_DLMS | GSM | Feeder | 0357 | 402 | 33KV CONFIDENCE FEEDER | 164055 | 33/11KV NEW MOHPA ROAD UMRED SUBSTATION
08024325 | DLMS-Genus | 065 | TCPIP_DLMS | GSM | Feeder | 0357 | 207 | 11KV PURE AG-BORIBHATARI | 164055 | 33/11KV NEW MOHPA ROAD UMRED SUBSTATION
08024326 | DLMS-Genus | 065 | TCPIP_DLMS | GSM | Feeder | 0357 | 208 | 11KV ITWARI FEEDER | 164055 | 33/11KV NEW MOHPA ROAD UMRED SUBSTATION
11533140 | LnT | 053 | TCPIP_LnT_9600 | GSM | Feeder | 0357 | 204 | 11KV DREAM CITY | 164055 | 33/11KV NEW MOHPA ROAD UMRED SUBSTATION
11094206 | LnT | 053 | TCPIP_LnT_9600 | GSM | Feeder | 0357 | 207 | 11KV UDASA GAOTHAN | 165002 | 33KV UMRED
12023330 | LnT | 053 | TCPIP_LnT_9600 | GSM | Feeder | 0357 | 202 | 11KV SONEZARI | 164055 | 33/11KV NEW MOHPA ROAD UMRED SUBSTATION
12010733 | LnT | 053 | TCPIP_LnT_9600 | GSM | Feeder | 0357 | 205 | 11KV MIDC feeder | 164055 | 33/11KV NEW MOHPA ROAD UMRED SUBSTATION
11094199 | LnT | 053 | TCPIP_LnT_9600 | GSM | Feeder | 0357 | 201 | 11 KV UMRED U I | 165002 | 33KV UMRED
11094203 | LnT | 053 | TCPIP_LnT_9600 | GSM | Feeder | 0357 | 204 | 11 kV Mangrulsirsi | 165002 | 33KV UMRED
07410664 | LnT | 053 | TCPIP_LNT | GSM | Feeder | 0357 | 201 | 11 KV SIRPUR | 164032 | 33 KV MAKARDHOKDA
07043153 | LnT | 053 | TCPIP_LNT | GSM | Feeder | 0357 | 204 | 11KV MIDC Water Works | 164032 | 33 KV MAKARDHOKDA
12010714 | LnT | 053 | TCPIP_LnT_9600 | GSM | Feeder | 0357 | 203 | 11KV KAWARAPETH | 164055 | 33/11KV NEW MOHPA ROAD UMRED SUBSTATION
00693404 | DLMS-HPL | 076 | TCPIP_DLMS | GSM | Feeder | 0357 | 202 | 11 KV SAWANGI | 164006 | 33 KV BELA
12629325 | DLMS-LnT | 053 | TCPIP_DLMS | GSM | Feeder | 0357 | 401 | 33 KV PURTI | 164006 | 33 KV BELA
08026599 | DLMS-Genus | 065 | TCPIP_DLMS | GSM | Feeder | 0357 | 201 | 11 kV Pachgaon | 164005 | 33 KV PACHGAON
XG477966 | DLMS-Secure | 055 | TCPIP_DLMS | GSM | Feeder | 0357 | 402 | 33KV HUDKESHWAR FEEDER | 164005 | 33 KV PACHGAON
X0239544 | DLMS-Secure | 055 | TCPIP_DLMS | GSM | Feeder | 0357 | 207 | 11KV MANORI | 164004 | 33 KV SIRSI
X0401456 | DLMS-Secure | 055 | TCPIP_DLMS | GSM | Feeder | 0357 | 206 | 11KV GAOTHAN MAKARDHOKDA | 164032 | 33 KV MAKARDHOKDA
12626687 | DLMS-LnT | 053 | TCPIP_DLMS | GSM | Feeder | 0357 | 202 | 11KV NAGAR PARISHAD | 164850 | 33KV GANGAPUR
X0399455 | DLMS-Secure | 055 | TCPIP_DLMS | GSM | Feeder | 0357 | 207 | 11KV GAOTHAN SHIRPUR | 164032 | 33 KV MAKARDHOKDA
X1257027 | DLMS-Secure | 055 | TCPIP_DLMS | GSM | Feeder | 0357 | 405 | 33 kv Vidhi alloy pvt ltd. | 164005 | 33 KV PACHGAON
08026594 | DLMS-Genus | 065 | TCPIP_DLMS | GSM | Feeder | 0357 | 206 | 11KV BHIWAPAUR MIDC | 164055 | 33/11KV NEW MOHPA ROAD UMRED SUBSTATION
08024332 | DLMS-Genus | 065 | TCPIP_DLMS | GSM | Feeder | 0357 | 203 | 11 KV DAWWA | 164032 | 33 KV MAKARDHOKDA
X0399516 | DLMS-Secure | 055 | TCPIP_DLMS | GSM | Feeder | 0357 | 206 | 11 NEW NAND | 164004 | 33 KV SIRSI
08024322 | DLMS-Genus | 065 | TCPIP_DLMS | GSM | Feeder | 0357 | 208 | 11KV UMRED AG SEPERATED FEEDER | 165002 | 33KV UMRED
X1722320 | DLMS-Secure | 055 | TCPIP_DLMS | GSM | Feeder | 0357 | 202 | 11KV AEC FEEDER | 164878 | 33KV SAIKI
X1603051 | DLMS-Secure | 055 | TCPIP_DLMS | GSM | Feeder | 0357 | 203 | 11KV SK MEHTA FEEDER | 164878 | 33KV SAIKI
X1294747 | DLMS-Secure | 055 | TCPIP_DLMS | GSM | Feeder | 0357 | 209 | 11KV DEWALI GAOTHAN FEEDER | 164032 | 33 KV MAKARDHOKDA
X1294754 | DLMS-Secure | 055 | TCPIP_DLMS | GSM | Feeder | 0357 | 206 | 11KV CHARGAO GAOTHAN FEEDER | 164006 | 33 KV BELA
08026580 | DLMS-Genus | 065 | TCPIP_DLMS | GSM | Feeder | 0357 | 405 | 33 kv Vidhi alloy pvt ltd. | 164005 | 33 KV PACHGAON
X0399520 | DLMS-Secure | 055 | TCPIP_DLMS | GSM | Feeder | 0357 | 205 | 11KV SAWANGI GAOTHAN | 164006 | 33 KV BELA
12627633 | DLMS-LnT | 053 | TCPIP_DLMS | GSM | Feeder | 0357 | 203 | 11KV WATER WORKS EXPRESS | 164850 | 33KV GANGAPUR
X0399530 | DLMS-Secure | 055 | TCPIP_DLMS | GSM | Feeder | 0357 | 205 | 11KV NEW SIRSI FEEDER | 164004 | 33 KV SIRSI
17224075 | DLMS-LnT | 053 | TCPIP_DLMS | GSM | Feeder | 0357 | 201 | 11KV VIDEO KAWRAPETH | 164850 | 33KV GANGAPUR
13546733 | DLMS-LnT | 053 | TCPIP_DLMS | GSM | Feeder | 0357 | 206 | 11KV SPARE VIDEO 1 | 164850 | 33KV GANGAPUR
XB489567 | DLMS-Secure | 055 | TCPIP_DLMS | GSM | Feeder | 0357 | 208 | 11KV INDUSTRIAL FEEDER | 164032 | 33 KV MAKARDHOKDA
XD452909 | DLMS-Secure | 055 | TCPIP_DLMS | GSM | Feeder | 0357 | 202 | 11KV PIPLA GAOTHAN | 164851 | 33KV SHEDESHWAR
XD452914 | DLMS-Secure | 055 | TCPIP_DLMS | GSM | Feeder | 0357 | 201 | 11KV SHEDESHWAR GAOTHAN | 164851 | 33KV SHEDESHWAR
XD452948 | DLMS-Secure | 055 | TCPIP_DLMS | GSM | Feeder | 0357 | 203 | 11KV AG-PIPLA FEEDER | 164851 | 33KV SHEDESHWAR
X0401445 | DLMS-Secure | 055 | TCPIP_DLMS | GSM | Feeder | 0357 | 203 | 11 KV NAND | 164004 | 33 KV SIRSI
08023468 | DLMS-Genus | 065 | TCPIP_DLMS | GSM | Feeder | 0357 | 203 | 11 KV HEOTI | 165002 | 33KV UMRED
X2138973 | DLMS-Secure | 055 | TCPIP_DLMS | GSM | Feeder | 0357 | 209 | 11 KV AION PIPES EXPRESS FEEDER | 164055 | 33/11KV NEW MOHPA ROAD UMRED SUBSTATION
08026578 | DLMS-Genus | 065 | TCPIP_DLMS | GSM | Feeder | 0357 | 404 | 33KV MJP(PURTI) | 168027 | 220KV PURTI BELA
X0399462 | DLMS-Secure | 055 | TCPIP_DLMS | GSM | Feeder | 0357 | 205 | 11 KV PACHGAON II | 164005 | 33 KV PACHGAON
X0399464 | DLMS-Secure | 055 | TCPIP_DLMS | GSM | Feeder | 0357 | 206 | 11 KV CHAMPA II | 164005 | 33 KV PACHGAON
X0399508 | DLMS-Secure | 055 | TCPIP_DLMS | GSM | Feeder | 0357 | 202 | 11 KV MAKARDHOKDA | 164032 | 33 KV MAKARDHOKDA
08024324 | DLMS-Genus | 065 | TCPIP_DLMS | GSM | Feeder | 0357 | 204 | 11KV Besur feeder(Bhiw sdn) | 164004 | 33 KV SIRSI
XB434347 | DLMS-Secure | 055 | TCPIP_DLMS | GSM | Feeder | 0357 | 207 | 11KV Anand Mohta | 164005 | 33 KV PACHGAON
X1603089 | DLMS-Secure | 055 | TCPIP_DLMS | GSM | Feeder | 0357 | 201 | 11KV SAIKI FEEDER | 164878 | 33KV SAIKI
12627022 | DLMS-LnT | 053 | TCPIP_DLMS | GSM | Feeder | 0357 | 203 | 11 KV Jassal Industrial champa3 | 164005 | 33 KV PACHGAON
X0401446 | DLMS-Secure | 055 | TCPIP_DLMS | GSM | Feeder | 0357 | 202 | 11 kV Mahalgao | 164004 | 33 KV SIRSI
X0401444 | DLMS-Secure | 055 | TCPIP_DLMS | GSM | Feeder | 0357 | 201 | 11 KV SIRSI | 164004 | 33 KV SIRSI
X0399512 | DLMS-Secure | 055 | TCPIP_DLMS | GSM | Feeder | 0357 | 204 | 11 KV CHAMPA | 164005 | 33 KV PACHGAON
11094202 | LnT | 053 | TCPIP_LnT_9600 | GSM | Feeder | 0357 | 205 | 11 KV MAKARDHOKDA | 165002 | 33KV UMRED
00568036 | DLMS-HPL | 076 | TCPIP_DLMS | GSM | Feeder | 0357 | 201 | 11 KV BELA | 164006 | 33 KV BELA
X1105963 | DLMS-Secure | 055 | TCPIP_DLMS | GSM | Feeder | 0357 | 401 | 33KV TATA EXP FEEDER | 164055 | 33/11KV NEW MOHPA ROAD UMRED SUBSTATION
14046259 | LnT | 053 | TCPIP_LnT_9600 | GSM | Feeder | 0357 | 202 | 11 kV Surgaon | 164005 | 33 KV PACHGAON
11094200 | LnT | 053 | TCPIP_LnT_9600 | GSM | Feeder | 0357 | 202 | 11 KV UMRED U II | 165002 | 33KV UMRED
08026582 | DLMS-Genus | 065 | TCPIP_DLMS | GSM | Feeder | 0363 | 203 | 11 KV WENA FEEDER | 164012 | 33 KV GONDKHAIRY SUB STATION
19859346 | DLMS-LnT | 053 | TCPIP_DLMS | GSM | Feeder | 0363 | 414 | 33 KV BHAGIRATH EXPRESS | 168019 | 220 KV KALMESHWAR
MSP55603 | DLMS-Secure | 055 | TCPIP_DLMS | GSM | Feeder | 0363 | 204 | 11 KV MOHAPA | 164064 | 132/11 KV Kalmeshwar
MSP55601 | DLMS-Secure | 055 | TCPIP_DLMS | GSM | Feeder | 0363 | 201 | 11 KV MIDC -I | 164064 | 132/11 KV Kalmeshwar
MSP55600 | DLMS-Secure | 055 | TCPIP_DLMS | GSM | Feeder | 0363 | 207 | 11 KV DHAPEWADA | 164064 | 132/11 KV Kalmeshwar
Y0330688 | DLMS-Secure | 055 | TCPIP_DLMS | GSM | Feeder | 0363 | 202 | 11 KV MIDC-II | 164064 | 132/11 KV Kalmeshwar
X0401467 | DLMS-Secure | 055 | TCPIP_DLMS | GSM | Feeder | 0363 | 205 | 11 KV ANKUR SEEDS | 164012 | 33 KV GONDKHAIRY SUB STATION
17271190 | DLMS-LnT | 053 | TCPIP_DLMS | GSM | Feeder | 0363 | 407 | 33 kv PUROHIT | 168019 | 220 KV KALMESHWAR
15003604 | LnT | 053 | TCPIP_LnT_9600 | GSM | Feeder | 0363 | 201 | 11 KV DHAPEWADA TOWN | 164066 | 33 KV DHAPEWADA
15010254 | LnT | 053 | TCPIP_LnT_9600 | GSM | Feeder | 0363 | 202 | 11 KV DHAPEWADA AG | 164066 | 33 KV DHAPEWADA
TN900716 | Secure | 055 | TCPIP_Secure | GSM | Feeder | 0363 | 408 | 33 kV KSL | 168019 | 220 KV KALMESHWAR
08026552 | DLMS-Genus | 065 | TCPIP_DLMS | GSM | Feeder | 0363 | 207 | 11 KV NEW TOWN FEEDER | 164012 | 33 KV GONDKHAIRY SUB STATION
12627224 | DLMS-LnT | 053 | TCPIP_DLMS | GSM | Feeder | 0363 | 204 | 11 KV DAHEGAON FEEDER | 164080 | 33 KV KALMESHWAR URBAN SS
17271245 | DLMS-LnT | 053 | TCPIP_DLMS | GSM | Feeder | 0363 | 806 | 220 kV Ispat | 168019 | 220 KV KALMESHWAR
X0399103 | DLMS-Secure | 055 | TCPIP_DLMS | GSM | Feeder | 0363 | 401 | 33 kv INDUSTRIAL | 168019 | 220 KV KALMESHWAR
X0399124 | DLMS-Secure | 055 | TCPIP_DLMS | GSM | Feeder | 0363 | 211 | 11 KV NEW DHAPEWADA | 164064 | 132/11 KV Kalmeshwar
X0399125 | DLMS-Secure | 055 | TCPIP_DLMS | GSM | Feeder | 0363 | 210 | 11 KV AGSEPARATED GHOGLI FEEDER | 164064 | 132/11 KV Kalmeshwar
17271180 | DLMS-LnT | 053 | TCPIP_DLMS | GSM | Feeder | 0363 | 406 | 33 kv Tirth alloy | 168019 | 220 KV KALMESHWAR
17271205 | DLMS-LnT | 053 | TCPIP_DLMS | GSM | Feeder | 0363 | 208 | 11 KV KALMESHWAR U | 164064 | 132/11 KV Kalmeshwar
17271204 | DLMS-LnT | 053 | TCPIP_DLMS | GSM | Feeder | 0363 | 203 | 11 KV GONDKHAIRY | 164064 | 132/11 KV Kalmeshwar
17271203 | DLMS-LnT | 053 | TCPIP_DLMS | GSM | Feeder | 0363 | 209 | 11 KV FETRI | 164064 | 132/11 KV Kalmeshwar
X0399107 | DLMS-Secure | 055 | TCPIP_DLMS | GSM | Feeder | 0363 | 405 | 33KV OMCO | 168019 | 220 KV KALMESHWAR
14096158 | LnT | 053 | TCPIP_LnT_9600 | GSM | Feeder | 0363 | 205 | 11 KV ADASA FEEDER | 164066 | 33 KV DHAPEWADA
00568105 | DLMS-HPL | 076 | TCPIP_DLMS | GSM | Feeder | 0363 | 206 | 11KV GONDKHAIRY AG SEP | 164012 | 33 KV GONDKHAIRY SUB STATION
14089196 | LnT | 053 | TCPIP_LnT_9600 | GSM | Feeder | 0363 | 206 | 11 KV BORGAON TOWN FEEDER | 164066 | 33 KV DHAPEWADA
16047697 | LnT | 053 | TCPIP_LnT_9600 | GSM | Feeder | 0363 | 206 | 11 KV HUDCO FEEDER | 164080 | 33 KV KALMESHWAR URBAN SS
08026547 | DLMS-Genus | 065 | TCPIP_DLMS | GSM | Feeder | 0363 | 201 | 11 KV CHAUDAMAIL CHICHBHAVAN FEEDER | 164012 | 33 KV GONDKHAIRY SUB STATION
X0789942 | DLMS-Secure | 055 | TCPIP_DLMS | GSM | Feeder | 0363 | 208 | 11 KV SAWLI GAOTHAN | 164066 | 33 KV DHAPEWADA
15010219 | LnT | 053 | TCPIP_LnT_9600 | GSM | Feeder | 0363 | 207 | 11 KV TONDAKHAIRY FEEDER | 164066 | 33 KV DHAPEWADA
14029824 | LnT | 053 | TCPIP_LnT_9600 | GSM | Feeder | 0363 | 401 | 33 KV DHAPEWADA I/C | 164066 | 33 KV DHAPEWADA
08026604 | DLMS-Genus | 065 | TCPIP_DLMS | GSM | Feeder | 0363 | 202 | 11 KV INDUSTRIAL FEEDER | 164012 | 33 KV GONDKHAIRY SUB STATION
XD452940 | DLMS-Secure | 055 | TCPIP_DLMS | GSM | Feeder | 0363 | 201 | 11 KV KALMBI FEEDER | 164873 | 33/11 KV LOGISTIC PARK
XD452920 | DLMS-Secure | 055 | TCPIP_DLMS | GSM | Feeder | 0363 | 203 | 11 KV MICROPARK FEEDER | 164873 | 33/11 KV LOGISTIC PARK
X0789956 | DLMS-Secure | 055 | TCPIP_DLMS | GSM | Feeder | 0363 | 202 | 11 KV KARLII FEEDER | 164873 | 33/11 KV LOGISTIC PARK
16057436 | LnT | 053 | TCPIP_LnT_9600 | GSM | Feeder | 0363 | 401 | 33 KV KALMESHWAR(EHV I/C) | 164080 | 33 KV KALMESHWAR URBAN SS
15010205 | LnT | 053 | TCPIP_LnT_9600 | GSM | Feeder | 0363 | 203 | 11 KV PURTI FEEDER | 164066 | 33 KV DHAPEWADA
MSP55602 | DLMS-Secure | 055 | TCPIP_DLMS | GSM | Feeder | 0363 | 212 | 11 KV GURUNANAK | 164064 | 132/11 KV Kalmeshwar
16047641 | LnT | 053 | TCPIP_LnT_9600 | GSM | Feeder | 0363 | 201 | 11 KV MIDC KLM URBAN FEEDER | 164080 | 33 KV KALMESHWAR URBAN SS
16047692 | LnT | 053 | TCPIP_LnT_9600 | GSM | Feeder | 0363 | 203 | 11 KV KALMESHWAR AG FEEDER | 164080 | 33 KV KALMESHWAR URBAN SS
00383438 | DLMS-HPL | 076 | TCPIP_DLMS | GSM | Feeder | 0363 | 401 | 33 KV NISHANT TUBE | 164012 | 33 KV GONDKHAIRY SUB STATION
16002873 | LnT | 053 | TCPIP_LnT_9600 | GSM | Feeder | 0363 | 205 | 11 KV GHORAD FEEDER | 164080 | 33 KV KALMESHWAR URBAN SS
13546653 | DLMS-LnT | 053 | TCPIP_DLMS | GSM | Feeder | 0363 | 403 | 33 KV GONDKHAIRI (BAZARGAON)I/C | 164012 | 33 KV GONDKHAIRY SUB STATION
X1257044 | DLMS-Secure | 055 | TCPIP_DLMS | GSM | Feeder | 0363 | 407 | 33 kv PUROHIT | 168019 | 220 KV KALMESHWAR
X1957968 | DLMS-Secure | 055 | TCPIP_DLMS | GSM | Feeder | 0363 | 204 | CHANVIM | 164012 | 33 KV GONDKHAIRY SUB STATION
MSP55604 | DLMS-Secure | 055 | TCPIP_DLMS | GSM | Feeder | 0363 | 206 | 11 KV STEEL ASSOCIATE | 164064 | 132/11 KV Kalmeshwar
X0402246 | DLMS-Secure | 055 | TCPIP_DLMS | GSM | Feeder | 0366 | 209 | 11 KV WAKI | 164015 | 33 KV KHAPA
X0402245 | DLMS-Secure | 055 | TCPIP_DLMS | GSM | Feeder | 0366 | 204 | 11KV MOIL | 164015 | 33 KV KHAPA
XG477010 | DLMS-Secure | 055 | TCPIP_DLMS | GSM | Feeder | 0366 | 202 | 11KV BICHHWA | 164860 | 33/11 KV SIRONJI S/STN
XG476991 | DLMS-Secure | 055 | TCPIP_DLMS | GSM | Feeder | 0366 | 201 | 11KV NAGALWADI | 164860 | 33/11 KV SIRONJI S/STN
03003516 | Genus | 065 | TCPIP_Genus | GSM | Feeder | 0366 | 201 | 11KV KHAPA-U- | 164015 | 33 KV KHAPA
00309863 | DLMS-HPL | 076 | TCPIP_DLMS | GSM | Feeder | 0366 | 201 | 11 KV KOCHHI FEEDER | 164047 | 33 KV CHARGAON S/SN
08026618 | DLMS-Genus | 065 | TCPIP_DLMS | GSM | Feeder | 0366 | 202 | 11 kv Sironji | 164047 | 33 KV CHARGAON S/SN
X0789943 | DLMS-Secure | 055 | TCPIP_DLMS | GSM | Feeder | 0366 | 204 | 11KV KOCHHI GAOTHAN | 164047 | 33 KV CHARGAON S/SN
XG476993 | DLMS-Secure | 055 | TCPIP_DLMS | GSM | Feeder | 0366 | 203 | 11KV SONPUR | 164860 | 33/11 KV SIRONJI S/STN
08024245 | DLMS-Genus | 065 | TCPIP_DLMS | GSM | Feeder | 0366 | 208 | 11 KV KOTHULNA | 164015 | 33 KV KHAPA
X0399442 | DLMS-Secure | 055 | TCPIP_DLMS | GSM | Feeder | 0366 | 205 | 11KV WATER WORKS NEW | 164015 | 33 KV KHAPA
20299559 | DLMS-LnT | 053 | TCPIP_DLMS | GSM | Feeder | 0366 | 210 | 11 KV SOLAR KHAPA | 164015 | 33 KV KHAPA
XB434407 | DLMS-Secure | 055 | TCPIP_DLMS | GSM | Feeder | 0366 | 207 | 11 KV RAMDONGRI | 164015 | 33 KV KHAPA
XD448632 | DLMS-Secure | 055 | TCPIP_DLMS | GSM | Feeder | 0366 | 403 | 33KV MOIL | 164015 | 33 KV KHAPA
X0853568 | DLMS-Secure | 055 | TCPIP_DLMS | GSM | Feeder | 0366 | 203 | 11 KV INDUSTRIAL FEEDER | 164047 | 33 KV CHARGAON S/SN
X1603097 | DLMS-Secure | 055 | TCPIP_DLMS | GSM | Feeder | 0366 | 211 | 11 KV WAKI GAOTHAN FEEDER | 164015 | 33 KV KHAPA
08026644 | DLMS-Genus | 065 | TCPIP_DLMS | GSM | Feeder | 0364 | 206 | 11 KV LONARA W/W II | 164034 | 33 KV MAHADULA
08026700 | DLMS-Genus | 065 | TCPIP_DLMS | GSM | Feeder | 0364 | 210 | 11 KV LONKHAIRY | 164034 | 33 KV MAHADULA
08026611 | DLMS-Genus | 065 | TCPIP_DLMS | GSM | Feeder | 0364 | 216 | MODERN SCHOOL | 164034 | 33 KV MAHADULA
08026647 | DLMS-Genus | 065 | TCPIP_DLMS | GSM | Feeder | 0364 | 204 | 11 KV POLEFACTORY | 164034 | 33 KV MAHADULA
08026639 | DLMS-Genus | 065 | TCPIP_DLMS | GSM | Feeder | 0364 | 211 | 11 KV GAYATRI BRICKS | 164034 | 33 KV MAHADULA
08026654 | DLMS-Genus | 065 | TCPIP_DLMS | GSM | Feeder | 0364 | 214 | NANDA | 164034 | 33 KV MAHADULA
08026643 | DLMS-Genus | 065 | TCPIP_DLMS | GSM | Feeder | 0364 | 207 | 11 KV MAHADULA | 164034 | 33 KV MAHADULA
08026652 | DLMS-Genus | 065 | TCPIP_DLMS | GSM | Feeder | 0364 | 213 | 11 KV PANJARA | 164034 | 33 KV MAHADULA
17272589 | DLMS-LnT | 053 | TCPIP_DLMS | GSM | Feeder | 0364 | 201 | 11 KV KHAPERKHEDA | 164037 | 33 KV TPS KHAPERKHEDA
17272590 | DLMS-LnT | 053 | TCPIP_DLMS | GSM | Feeder | 0364 | 203 | 11 KV WCL BHANEGAON | 164037 | 33 KV TPS KHAPERKHEDA
17272594 | DLMS-LnT | 053 | TCPIP_DLMS | GSM | Feeder | 0364 | 202 | 11 KV BHANEGAON | 164037 | 33 KV TPS KHAPERKHEDA
17224080 | DLMS-LnT | 053 | TCPIP_DLMS | GSM | Feeder | 0364 | 201 | 11 KV KHAPRI | 164078 | 33 KV KORADI
X0853569 | DLMS-Secure | 055 | TCPIP_DLMS | GSM | Feeder | 0364 | 201 | 11 KV Rohana Feeder | 164036 | 33 KV ROHANA SUBSTATION
03004044 | Genus | 065 | TCPIP_Genus | GSM | Feeder | 0364 | 207 | WALNI I | 164036 | 33 KV ROHANA SUBSTATION
03004058 | Genus | 065 | TCPIP_Genus | GSM | Feeder | 0364 | 206 | 11 KV D POINT FEEDER | 164036 | 33 KV ROHANA SUBSTATION
03004063 | Genus | 065 | TCPIP_Genus | GSM | Feeder | 0364 | 208 | 11 KV ISAPUR | 164036 | 33 KV ROHANA SUBSTATION
X0399440 | DLMS-Secure | 055 | TCPIP_DLMS | GSM | Feeder | 0364 | 206 | 11 KV SHRIDHAR STEEL | 164013 | 33 KV PATANSAWANGI
17224061 | DLMS-LnT | 053 | TCPIP_DLMS | GSM | Feeder | 0364 | 203 | 11 KV NAIVEDYAM | 164078 | 33 KV KORADI
MSP55670 | DLMS-Secure | 055 | TCPIP_DLMS | GSM | Feeder | 0364 | 204 | 11 KV SOLAR NANDA | 164078 | 33 KV KORADI
08026641 | DLMS-Genus | 065 | TCPIP_DLMS | GSM | Feeder | 0364 | 209 | 11 KV KORADI | 164034 | 33 KV MAHADULA
08026646 | DLMS-Genus | 065 | TCPIP_DLMS | GSM | Feeder | 0364 | 208 | 11 KV DAHEGAON | 164034 | 33 KV MAHADULA
08026650 | DLMS-Genus | 065 | TCPIP_DLMS | GSM | Feeder | 0364 | 201 | 11 KV LONARA W/W | 164034 | 33 KV MAHADULA
08026648 | DLMS-Genus | 065 | TCPIP_DLMS | GSM | Feeder | 0364 | 203 | 11 KV COLONY | 164034 | 33 KV MAHADULA
08026655 | DLMS-Genus | 065 | TCPIP_DLMS | GSM | Feeder | 0364 | 215 | NEW ROPEWAY | 164034 | 33 KV MAHADULA
08026649 | DLMS-Genus | 065 | TCPIP_DLMS | GSM | Feeder | 0364 | 202 | 11 KV GODHNI TOWN | 164034 | 33 KV MAHADULA
08026553 | DLMS-Genus | 065 | TCPIP_DLMS | GSM | Feeder | 0364 | 205 | 11 KV ITANGOTI WATER SUPPLY | 164013 | 33 KV PATANSAWANGI
X1722323 | DLMS-Secure | 055 | TCPIP_DLMS | GSM | Feeder | 0364 | 203 | 11 KV PIPLA | 164879 | CHANKAPUR
X1722328 | DLMS-Secure | 055 | TCPIP_DLMS | GSM | Feeder | 0364 | 201 | 11 KV ANNA MOD | 164879 | CHANKAPUR
X1722329 | DLMS-Secure | 055 | TCPIP_DLMS | GSM | Feeder | 0364 | 202 | 11 KV CHANKAPUR | 164879 | CHANKAPUR
XB434326 | DLMS-Secure | 055 | TCPIP_DLMS | GSM | Feeder | 0364 | 204 | WCL SINGORI | 164037 | 33 KV TPS KHAPERKHEDA
08026549 | DLMS-Genus | 065 | TCPIP_DLMS | GSM | Feeder | 0364 | 201 | SBM | 164013 | 33 KV PATANSAWANGI
X0398750 | DLMS-Secure | 055 | TCPIP_DLMS | GSM | Feeder | 0364 | 202 | 11 KV PATANSAWANGI R | 164013 | 33 KV PATANSAWANGI
17224092 | DLMS-LnT | 053 | TCPIP_DLMS | GSM | Feeder | 0364 | 202 | 11 KV JAGDAMBA | 164078 | 33 KV KORADI
X0402150 | DLMS-Secure | 055 | TCPIP_DLMS | GSM | Feeder | 0364 | 203 | WCL | 164013 | 33 KV PATANSAWANGI
X0401460 | DLMS-Secure | 055 | TCPIP_DLMS | GSM | Feeder | 0364 | 204 | TOWN APDRP | 164013 | 33 KV PATANSAWANGI
08026717 | DLMS-Genus | 065 | TCPIP_DLMS | GSM | Feeder | 0364 | 402 | 33 KV GCR2 | 164037 | 33 KV TPS KHAPERKHEDA
08026695 | DLMS-Genus | 065 | TCPIP_DLMS | GSM | Feeder | 0364 | 401 | 33 KV GCR1 | 164037 | 33 KV TPS KHAPERKHEDA
XD495292 | DLMS-Secure | 055 | TCPIP_DLMS | GSM | Feeder | 0364 | 401 | 33 KV UPPALWADI I/C | 164078 | 33 KV KORADI
08026651 | DLMS-Genus | 065 | TCPIP_DLMS | GSM | Feeder | 0364 | 212 | 11 KV LONARA VILLAGE | 164034 | 33 KV MAHADULA
16051384 | DLMS-LnT | 053 | TCPIP_DLMS | GSM | Feeder | 0364 | 402 | 33 KV MAHADULLA O/G | 164078 | 33 KV KORADI
X1901257 | DLMS-Secure | 055 | TCPIP_DLMS | GSM | Feeder | 0364 | 401 | 33 KV PATANSAWANGI I/C | 164879 | CHANKAPUR
08026579 | DLMS-Genus | 065 | TCPIP_DLMS | GSM | Feeder | 0364 | 401 | 33 KV SOOTGIRNI FEEDER | 164013 | 33 KV PATANSAWANGI
08026687 | DLMS-Genus | 065 | TCPIP_DLMS | GSM | Feeder | 0364 | 209 | GRAM INFRATECH | 164036 | 33 KV ROHANA SUBSTATION
04575544 | DLMS-Genus | 065 | TCPIP_DLMS | GSM | Feeder | 0364 | 404 | 33 KV ROHANA O/G | 164013 | 33 KV PATANSAWANGI
04575543 | DLMS-Genus | 065 | TCPIP_DLMS | GSM | Feeder | 0364 | 207 | 11 KV PATANSAWANGI GAOTHAN | 164013 | 33 KV PATANSAWANGI
08026642 | DLMS-Genus | 065 | TCPIP_DLMS | GSM | Feeder | 0364 | 205 | 11 KV ROPEWAY | 164034 | 33 KV MAHADULA
08026715 | DLMS-Genus | 065 | TCPIP_DLMS | GSM | Feeder | 0354 | 206 | 11KV MASEPATHAR FEEDER | 164059 | 33 KV MOHAPA (GADBARDI)
17272611 | DLMS-LnT | 053 | TCPIP_DLMS | GSM | Feeder | 0354 | 205 | KANYADOL | 164059 | 33 KV MOHAPA (GADBARDI)
X2047473 | Secure | 055 | TCPIP_DLMS | GSM | Feeder | 0354 | 206 | 11 KV ZILPA ROAD FDR | 164088 | 33/11 KV TELGAON SUB-STATION
17272613 | DLMS-LnT | 053 | TCPIP_DLMS | GSM | Feeder | 0354 | 203 | 11 KV METPANJRA | 164025 | 33/11 KV KOHLI
17272615 | DLMS-LnT | 053 | TCPIP_DLMS | GSM | Feeder | 0354 | 204 | 11KV BUDHLA | 164025 | 33/11 KV KOHLI
17272616 | DLMS-LnT | 053 | TCPIP_DLMS | GSM | Feeder | 0354 | 201 | 11 KV MOHPA RURAL | 164025 | 33/11 KV KOHLI
17272617 | DLMS-LnT | 053 | TCPIP_DLMS | GSM | Feeder | 0354 | 206 | 11 KV MOHAPA BACKFEED | 164025 | 33/11 KV KOHLI
17272614 | DLMS-LnT | 053 | TCPIP_DLMS | GSM | Feeder | 0354 | 202 | 11 KV KHAPRI FEEDER | 164025 | 33/11 KV KOHLI
17272618 | DLMS-LnT | 053 | TCPIP_DLMS | GSM | Feeder | 0354 | 207 | AMIN EXPLOSIVE | 164025 | 33/11 KV KOHLI
08026682 | DLMS-Genus | 065 | TCPIP_DLMS | GSM | Feeder | 0354 | 203 | MOHAPA URBAN | 164059 | 33 KV MOHAPA (GADBARDI)
XH407119 | DLMS-Secure | 055 | TCPIP_DLMS | GSM | Feeder | 0354 | 204 | 11 KV VARUN EXPRESS FEEDER | 164088 | 33/11 KV TELGAON SUB-STATION
13546731 | DLMS-LnT | 053 | TCPIP_DLMS | GSM | Feeder | 0354 | 208 | 11KV LINGA FEEDER | 164025 | 33/11 KV KOHLI
MSP55671 | DLMS-Secure | 055 | TCPIP_DLMS | GSM | Feeder | 0354 | 205 | 11 KV GINNI AGRO | 164025 | 33/11 KV KOHLI
XD452942 | DLMS-Secure | 055 | TCPIP_DLMS | GSM | Feeder | 0354 | 201 | 11 KV SAWANGI | 164088 | 33/11 KV TELGAON SUB-STATION
XD452926 | DLMS-Secure | 055 | TCPIP_DLMS | GSM | Feeder | 0354 | 202 | 11 KV TISHTI | 164088 | 33/11 KV TELGAON SUB-STATION
XD452939 | DLMS-Secure | 055 | TCPIP_DLMS | GSM | Feeder | 0354 | 203 | 11 KV TIDANGI | 164088 | 33/11 KV TELGAON SUB-STATION
XC435986 | DLMS-Secure | 055 | TCPIP_DLMS | GSM | Feeder | 0354 | 401 | 33 KV KOHALI BAY | 164059 | 33 KV MOHAPA (GADBARDI)
08026676 | DLMS-Genus | 065 | TCPIP_DLMS | GSM | Feeder | 0354 | 201 | 11 KV KUMARI | 164059 | 33 KV MOHAPA (GADBARDI)
17272621 | DLMS-LnT | 053 | TCPIP_DLMS | GSM | Feeder | 0354 | 202 | NANDIKHEDA | 164059 | 33 KV MOHAPA (GADBARDI)
17272622 | DLMS-LnT | 053 | TCPIP_DLMS | GSM | Feeder | 0354 | 204 | 11 KV SONOLI | 164059 | 33 KV MOHAPA (GADBARDI)
X2047467 | Secure | 055 | TCPIP_DLMS | GSM | Feeder | 0354 | 205 | 11 KV TELGAON FDR | 164088 | 33/11 KV TELGAON SUB-STATION
X0399447 | DLMS-Secure | 055 | TCPIP_DLMS | GSM | Feeder | 0531 | 206 | 11 KV PARSHIONI URBAN 2 | 164017 | 33KV PARSHIONI
08026635 | DLMS-Genus | 065 | TCPIP_DLMS | GSM | Feeder | 0531 | 203 | 11KV CHARGAON FEEDER | 164033 | 33 KV NAVEGOAN S/STN
Y0320414 | DLMS-Secure | 055 | TCPIP_DLMS | GSM | Feeder | 0531 | 201 | 11 KV PARDI FEEDER | 164870 | 33/11 KV ITGAON SUBSTATION
X0401466 | DLMS-Secure | 055 | TCPIP_DLMS | GSM | Feeder | 0531 | 202 | 11 KV PARASEONI RURAL | 164017 | 33KV PARSHIONI
08026621 | DLMS-Genus | 065 | TCPIP_DLMS | GSM | Feeder | 0531 | 205 | 11 kV MIDC Industrial | 164017 | 33KV PARSHIONI
08024228 | DLMS-Genus | 065 | TCPIP_DLMS | GSM | Feeder | 0531 | 204 | 11KV TAMSWADI | 164017 | 33KV PARSHIONI
08023470 | DLMS-Genus | 065 | TCPIP_DLMS | GSM | Feeder | 0531 | 203 | 11 KV SURYLATA | 164017 | 33KV PARSHIONI
X0399444 | DLMS-Secure | 055 | TCPIP_DLMS | GSM | Feeder | 0531 | 205 | 11 KV SATRAPUR Express Feeder | 164033 | 33 KV NAVEGOAN S/STN
X0399446 | DLMS-Secure | 055 | TCPIP_DLMS | GSM | Feeder | 0531 | 201 | Bitoli AG Separated | 164033 | 33 KV NAVEGOAN S/STN
X0399445 | DLMS-Secure | 055 | TCPIP_DLMS | GSM | Feeder | 0531 | 202 | INDUSTRIAL -H.T.-FEEDER | 164033 | 33 KV NAVEGOAN S/STN
X0399443 | DLMS-Secure | 055 | TCPIP_DLMS | GSM | Feeder | 0531 | 204 | Bitoli Gaothan | 164033 | 33 KV NAVEGOAN S/STN
08026656 | DLMS-Genus | 065 | TCPIP_DLMS | GSM | Feeder | 0531 | 201 | 11KV PARSEONI URBAN | 164017 | 33KV PARSHIONI
12526468 | LnT | 053 | TCPIP_LnT_9600 | GSM | Feeder | 0531 | 401 | 33 KV SMS RBC Feeder | 164033 | 33 KV NAVEGOAN S/STN
12526478 | LnT | 053 | TCPIP_LnT_9600 | GSM | Feeder | 0531 | 402 | 33 KV SMS LBC FEEDER | 164033 | 33 KV NAVEGOAN S/STN
XF460513 | DLMS-Secure | 055 | TCPIP_DLMS | GSM | Feeder | 0531 | 401 | 33 KV DHAWLAPUR LINE | 164866 | 33/11 KV DHAWLAPUR SUBSTATION
X2119909 | DLMS-Secure | 055 | TCPIP_DLMS | GSM | Feeder | 0531 | 405 | 33 KV ITGAON | 164017 | 33KV PARSHIONI
XG477957 | DLMS-Secure | 055 | TCPIP_DLMS | GSM | Feeder | 0531 | 401 | 33 KV KHAPA-PARSHIONI I/C | 164017 | 33KV PARSHIONI
XD495264 | DLMS-Secure | 055 | TCPIP_DLMS | GSM | Feeder | 0531 | 402 | 33 KV MANSAR I/C II | 164017 | 33KV PARSHIONI
X1251851 | DLMS-Secure | 055 | TCPIP_DLMS | GSM | Feeder | 0531 | 203 | 11 KV DORLI FEEDER | 164870 | 33/11 KV ITGAON SUBSTATION
X1251852 | DLMS-Secure | 055 | TCPIP_DLMS | GSM | Feeder | 0531 | 202 | 11 KV ITGAON FEEDER | 164870 | 33/11 KV ITGAON SUBSTATION
X1284380 | DLMS-Secure | 055 | TCPIP_DLMS | GSM | Feeder | 0531 | 401 | 33 KV ITGAON I/C FROM ROHNA | 164870 | 33/11 KV ITGAON SUBSTATION
X0402171 | DLMS-Secure | 055 | TCPIP_DLMS | GSM | Feeder | 0531 | 207 | AG SEPERATION FEEDER | 164017 | 33KV PARSHIONI
X1603066 | DLMS-Secure | 055 | TCPIP_DLMS | GSM | Feeder | 0365 | 204 | 11 KV NHAI TOLL PLAZA KELOD | 164039 | 33 KV KELWAD SUB STATION
19859064 | DLMS-LnT | 053 | TCPIP_DLMS | GSM | Feeder | 0365 | 202 | JATAMKHORA | 164039 | 33 KV KELWAD SUB STATION
08026560 | DLMS-Genus | 065 | TCPIP_DLMS | GSM | Feeder | 0365 | 201 | 11 KV NANDA AG | 164014 | 33 KV UMRI SUB-SATION
X0402241 | DLMS-Secure | 055 | TCPIP_DLMS | GSM | Feeder | 0365 | 206 | KELOD | 164046 | 33 KV SAONER SUBSTATION
XD453339 | DLMS-Secure | 055 | TCPIP_DLMS | GSM | Feeder | 0365 | 206 | 11 KV CHHATRAPUR GAOTHAN | 164089 | 33 KV NANDA S/STN
17224060 | DLMS-LnT | 053 | TCPIP_DLMS | GSM | Feeder | 0365 | 205 | 11 KV CRUSHER FEEDER | 164089 | 33 KV NANDA S/STN
17224088 | DLMS-LnT | 053 | TCPIP_DLMS | GSM | Feeder | 0365 | 204 | 11 KV CHATTRAPUR AG | 164089 | 33 KV NANDA S/STN
12627289 | DLMS-LnT | 053 | TCPIP_DLMS | GSM | Feeder | 0365 | 208 | 11 KV HOLI CHOWK | 164046 | 33 KV SAONER SUBSTATION
17272575 | DLMS-LnT | 053 | TCPIP_DLMS | GSM | Feeder | 0365 | 202 | 11 KV NANDA AG | 164089 | 33 KV NANDA S/STN
17224083 | DLMS-LnT | 053 | TCPIP_DLMS | GSM | Feeder | 0365 | 206 | KHAPA GAOTHAN | 164014 | 33 KV UMRI SUB-SATION
17272619 | DLMS-LnT | 053 | TCPIP_DLMS | GSM | Feeder | 0365 | 207 | 11 KV UMARI GAOTHAN | 164014 | 33 KV UMRI SUB-SATION
17271247 | DLMS-LnT | 053 | TCPIP_DLMS | GSM | Feeder | 0365 | 403 | 33 KV MIDC FEEDER | 167024 | 132 K. V. BHAGEMAHARI.
17271246 | DLMS-LnT | 053 | TCPIP_DLMS | GSM | Feeder | 0365 | 404 | 33 KV GTN FEEDER | 167024 | 132 K. V. BHAGEMAHARI.
17272577 | DLMS-LnT | 053 | TCPIP_DLMS | GSM | Feeder | 0365 | 205 | 11 KV BUDHALA GAOTHAN | 164014 | 33 KV UMRI SUB-SATION
17272592 | DLMS-LnT | 053 | TCPIP_DLMS | GSM | Feeder | 0365 | 202 | 11 KV KHAPA AG | 164014 | 33 KV UMRI SUB-SATION
08024227 | DLMS-Genus | 065 | TCPIP_DLMS | GSM | Feeder | 0365 | 204 | 11 KV MIDC | 164014 | 33 KV UMRI SUB-SATION
17272591 | DLMS-LnT | 053 | TCPIP_DLMS | GSM | Feeder | 0365 | 205 | NANDA | 164046 | 33 KV SAONER SUBSTATION
17272597 | DLMS-LnT | 053 | TCPIP_DLMS | GSM | Feeder | 0365 | 201 | KELWAD TOWN | 164039 | 33 KV KELWAD SUB STATION
17272598 | DLMS-LnT | 053 | TCPIP_DLMS | GSM | Feeder | 0365 | 203 | 11 KV PARSODI FEEDER | 164039 | 33 KV KELWAD SUB STATION
17272595 | DLMS-LnT | 053 | TCPIP_DLMS | GSM | Feeder | 0365 | 203 | 11 KV BUDHALA AG | 164014 | 33 KV UMRI SUB-SATION
17272576 | DLMS-LnT | 053 | TCPIP_DLMS | GSM | Feeder | 0365 | 402 | 33 KV MAH. BORDER CHECK POST | 164014 | 33 KV UMRI SUB-SATION
17224085 | DLMS-LnT | 053 | TCPIP_DLMS | GSM | Feeder | 0365 | 202 | SAONER URBAN II | 164046 | 33 KV SAONER SUBSTATION
12627202 | DLMS-LnT | 053 | TCPIP_DLMS | GSM | Feeder | 0365 | 209 | 11 KV SHASHIKAYA RUGNALAY FEEDER | 164046 | 33 KV SAONER SUBSTATION
X2140776 | DLMS-Secure | 055 | TCPIP_DLMS | GSM | Feeder | 0365 | 206 | 11 KV SUNFLAME EXPRESS FEDEER | 164039 | 33 KV KELWAD SUB STATION
13546723 | DLMS-LnT | 053 | TCPIP_DLMS | GSM | Feeder | 0365 | 207 | 11 KV SWARAJ TOWN | 164046 | 33 KV SAONER SUBSTATION
X0402238 | DLMS-Secure | 055 | TCPIP_DLMS | GSM | Feeder | 0365 | 203 | PATSAONGI | 164046 | 33 KV SAONER SUBSTATION
08024243 | DLMS-Genus | 065 | TCPIP_DLMS | GSM | Feeder | 0365 | 204 | TELKAMTHI | 164046 | 33 KV SAONER SUBSTATION
X0401461 | DLMS-Secure | 055 | TCPIP_DLMS | GSM | Feeder | 0365 | 201 | SAONER URBAN 1 | 164046 | 33 KV SAONER SUBSTATION
X1095439 | DLMS-Secure | 055 | TCPIP_DLMS | GSM | Feeder | 0365 | 412 | 33 KV GATI EXPRESS FEEDER | 167024 | 132 K. V. BHAGEMAHARI.
X0853554 | DLMS-Secure | 055 | TCPIP_DLMS | GSM | Feeder | 0365 | 210 | 11 KV KAPILDHARA DHOODH CENTER | 164046 | 33 KV SAONER SUBSTATION
X1705263 | DLMS-Secure | 055 | TCPIP_DLMS | GSM | Feeder | 0365 | 205 | 11 KV KELWAD RAILWAY FEEDER | 164039 | 33 KV KELWAD SUB STATION
X0398746 | DLMS-Secure | 055 | TCPIP_DLMS | GSM | Feeder | 0365 | 201 | 11 KV NANDA GAOTHAN | 164089 | 33 KV NANDA S/STN
13546579 | DLMS-LnT | 053 | TCPIP_DLMS | GSM | Feeder | 0562 | 200 | SUB STATION T/F | 164069 | 33 KV APREL PARK
X0087426 | DLMS-Secure | 055 | TCPIP_DLMS | GSM | Feeder | 0562 | 409 | DRDO | 167025 | 132 KV KHAPRI
03015292 | Genus | 065 | TCPIP_Genus | GSM | Feeder | 0562 | 201 | 11 KV MOHOGAON | 164019 | 33 KV AIR BUTTIBORI
13546577 | DLMS-LnT | 053 | TCPIP_DLMS | GSM | Feeder | 0562 | 209 | 11 KV SZ ZONE | 164069 | 33 KV APREL PARK
20299561 | DLMS-LnT | 053 | TCPIP_DLMS | GSM | Feeder | 0562 | 211 | 11 KV SOLAR FEEDER | 164018 | 33 KV MIDC BUTIBORI
XG476952 | DLMS-Secure | 055 | TCPIP_DLMS | GSM | Feeder | 0562 | 207 | 11 KV WARDHA ROAD | 164041 | 33 KV DONGARGAON S/S
20299562 | DLMS-LnT | 053 | TCPIP_DLMS | GSM | Feeder | 0562 | 211 | 11 KV SOLAR FEEDER | 164018 | 33 KV MIDC BUTIBORI
03015334 | Genus | 065 | TCPIP_Genus | GSM | Feeder | 0562 | 203 | 11 KV BORKHEDI | 164019 | 33 KV AIR BUTTIBORI
03015305 | Genus | 065 | TCPIP_Genus | GSM | Feeder | 0562 | 202 | 11 KV BUTIBORI | 164019 | 33 KV AIR BUTTIBORI
03002122 | Genus | 065 | TCPIP_Genus | GSM | Feeder | 0562 | 208 | 11KV MIDC NO.VIII | 164018 | 33 KV MIDC BUTIBORI
00310766 | DLMS-HPL | 076 | TCPIP_DLMS | GSM | Feeder | 0562 | 203 | SATGAON FDR | 164040 | SATGAON S/STN
07326138 | LnT | 053 | TCPIP_LNT | GSM | Feeder | 0562 | 202 | MIDC Fdr | 164040 | SATGAON S/STN
00309678 | DLMS-HPL | 076 | TCPIP_DLMS | GSM | Feeder | 0562 | 207 | 11 KV MIDC VII | 164018 | 33 KV MIDC BUTIBORI
03004059 | Genus | 065 | TCPIP_Genus | GSM | Feeder | 0562 | 202 | 11 KV MIDC II | 164018 | 33 KV MIDC BUTIBORI
14676306 | DLMS-LnT | 053 | TCPIP_DLMS | GSM | Feeder | 0562 | 201 | 11 KV MOHOGAON | 164020 | 33 KV S/STN. KHAPRI
13546567 | DLMS-LnT | 053 | TCPIP_DLMS | GSM | Feeder | 0562 | 202 | 11 KV CICR | 164020 | 33 KV S/STN. KHAPRI
03003777 | Genus | 065 | TCPIP_Genus | GSM | Feeder | 0562 | 203 | 11 KV TAKALGHAT (AG) | 164018 | 33 KV MIDC BUTIBORI
03004084 | Genus | 065 | TCPIP_Genus | GSM | Feeder | 0562 | 208 | 11 KV RAMADAM | 164019 | 33 KV AIR BUTTIBORI
03003736 | Genus | 065 | TCPIP_Genus | GSM | Feeder | 0562 | 213 | 11 KV MIDC X | 164018 | 33 KV MIDC BUTIBORI
03003500 | Genus | 065 | TCPIP_Genus | GSM | Feeder | 0562 | 210 | 11 KV TAKALGHAT GAOTHAN | 164018 | 33 KV MIDC BUTIBORI
03004089 | Genus | 065 | TCPIP_Genus | GSM | Feeder | 0562 | 214 | 11 KV MIDC XI | 164018 | 33 KV MIDC BUTIBORI
10009440 | LnT | 053 | TCPIP_LnT_9600 | GSM | Feeder | 0562 | 204 | 11 KV FIRE ARCOR | 164040 | SATGAON S/STN
12626492 | DLMS-LnT | 053 | TCPIP_DLMS | GSM | Feeder | 0562 | 205 | 11 KV FOOD PARK | 164069 | 33 KV APREL PARK
X0364388 | DLMS-Secure | 055 | TCPIP_DLMS | GSM | Feeder | 0562 | 206 | 11 KV NATIONAL LAW UNIVERSITY | 164041 | 33 KV DONGARGAON S/S
14029847 | LnT | 053 | TCPIP_LnT_9600 | GSM | Feeder | 0562 | 401 | 33 KV BUTIBORI- APREL PARK | 164069 | 33 KV APREL PARK
13376959 | DLMS-LnT | 053 | TCPIP_DLMS | GSM | Feeder | 0562 | 401 | 33 KV BELA | 164019 | 33 KV AIR BUTTIBORI
00467158 | DLMS-HPL | 076 | TCPIP_DLMS | GSM | Feeder | 0562 | 201 | CIDCO Fdr | 164040 | SATGAON S/STN
03015349 | Genus | 065 | TCPIP_Genus | GSM | Feeder | 0562 | 203 | 11 KV SWAPNIL AGRO | 164041 | 33 KV DONGARGAON S/S
08023410 | DLMS-Genus | 065 | TCPIP_DLMS | GSM | Feeder | 0562 | 201 | 11 KV Dongargaon feeder | 164041 | 33 KV DONGARGAON S/S
08026468 | DLMS-Genus | 065 | TCPIP_DLMS | GSM | Feeder | 0562 | 205 | MOHAGAON AG | 164041 | 33 KV DONGARGAON S/S
08025933 | DLMS-Genus | 065 | TCPIP_DLMS | GSM | Feeder | 0562 | 201 | 11 KV NCI | 164847 | 33/11 KV NATIONAL CANCER INSTITUTE
X1092045 | DLMS-Secure | 055 | TCPIP_DLMS | GSM | Feeder | 0562 | 203 | Mihan-III | 164052 | MIHAN S/ST'N
X1960383 | DLMS-Secure | 055 | TCPIP_DLMS | GSM | Feeder | 0562 | 411 | 33 KV AIR LIQUID EXPRESS FEEDER | 168024 | 220 KV BUTIBORI-III
17224125 | DLMS-LnT | 053 | TCPIP_DLMS | GSM | Feeder | 0562 | 411 | 33 KV INNOVATIVE | 168018 | 220 KV BUTIBORI
17224121 | DLMS-LnT | 053 | TCPIP_DLMS | GSM | Feeder | 0562 | 407 | 33 KV NAGPUR(U) | 168018 | 220 KV BUTIBORI
04579609 | DLMS-Genus | 065 | TCPIP_DLMS | GSM | Feeder | 0562 | 204 | 11 KV MIDC III | 164018 | 33 KV MIDC BUTIBORI
04579674 | DLMS-Genus | 065 | TCPIP_DLMS | GSM | Feeder | 0562 | 210 | 11 KV IIM | 164052 | MIHAN S/ST'N
X1622360 | DLMS-Secure | 055 | TCPIP_DLMS | GSM | Feeder | 0562 | 202 | 11 KV DUDHA | 164876 | 33/11KV S/STN NO.II ADDITIONAL MIDC,DHAWALPETH,BUT
08023458 | DLMS-Genus | 065 | TCPIP_DLMS | GSM | Feeder | 0562 | 206 | 11 KV BRAMHNI | 164838 | 33 KV ALAGONDI S/STN
08025940 | DLMS-Genus | 065 | TCPIP_DLMS | GSM | Feeder | 0562 | 201 | MIHAN-I | 164052 | MIHAN S/ST'N
X1943617 | DLMS-Secure | 055 | TCPIP_DLMS | GSM | Feeder | 0562 | 403 | 33 KV GOEL PROTEIN ADD MIDC BTBR | 164875 | 33/11KV S/STN NO.I ADDITIONAL MIDC,DHAWALPETH BUTI
X0399109 | DLMS-Secure | 055 | TCPIP_DLMS | GSM | Feeder | 0562 | 407 | 33 KV PLASMA METAL | 168024 | 220 KV BUTIBORI-III
X0399110 | DLMS-Secure | 055 | TCPIP_DLMS | GSM | Feeder | 0562 | 402 | 33 KV ISHAN CASTING | 168024 | 220 KV BUTIBORI-III
X0399112 | DLMS-Secure | 055 | TCPIP_DLMS | GSM | Feeder | 0562 | 410 | CEAT | 168024 | 220 KV BUTIBORI-III
08026528 | DLMS-Genus | 065 | TCPIP_DLMS | GSM | Feeder | 0562 | 205 | 11 KV AIR II | 164019 | 33 KV AIR BUTTIBORI
X0399116 | DLMS-Secure | 055 | TCPIP_DLMS | GSM | Feeder | 0562 | 404 | 33KV INDIGO DENIM | 168018 | 220 KV BUTIBORI
13546573 | DLMS-LnT | 053 | TCPIP_DLMS | GSM | Feeder | 0562 | 201 | VRINDAVAN FEEDER NO. I | 164830 | 33 KV VRINDAVAN CITY S/ST'N
08026473 | DLMS-Genus | 065 | TCPIP_DLMS | GSM | Feeder | 0562 | 205 | 11 KV KIRMITI BHARKAS | 164040 | SATGAON S/STN
12627395 | DLMS-LnT | 053 | TCPIP_DLMS | GSM | Feeder | 0562 | 201 | SANDESH CITY | 164067 | 33 KV JAMTHA
12626488 | DLMS-LnT | 053 | TCPIP_DLMS | GSM | Feeder | 0562 | 201 | 11 KV C ZONE | 164069 | 33 KV APREL PARK
13546568 | DLMS-LnT | 053 | TCPIP_DLMS | GSM | Feeder | 0562 | 207 | 11 KV D ZONE | 164069 | 33 KV APREL PARK
12627692 | DLMS-LnT | 053 | TCPIP_DLMS | GSM | Feeder | 0562 | 206 | 11 KV T ZONE | 164069 | 33 KV APREL PARK
12626637 | DLMS-LnT | 053 | TCPIP_DLMS | GSM | Feeder | 0562 | 202 | 11 KV SAJ FOOD | 164069 | 33 KV APREL PARK
12627175 | DLMS-LnT | 053 | TCPIP_DLMS | GSM | Feeder | 0562 | 202 | JAMTHA | 164067 | 33 KV JAMTHA
14676302 | DLMS-LnT | 053 | TCPIP_DLMS | GSM | Feeder | 0562 | 202 | VRINDAVAN FEEDER NO. II | 164830 | 33 KV VRINDAVAN CITY S/ST'N
08026539 | DLMS-Genus | 065 | TCPIP_DLMS | GSM | Feeder | 0562 | 203 | 11 KV TEMBHARI | 164838 | 33 KV ALAGONDI S/STN
08026538 | DLMS-Genus | 065 | TCPIP_DLMS | GSM | Feeder | 0562 | 204 | 11 KV TAMASWADI GAOTHAN | 164838 | 33 KV ALAGONDI S/STN
08025869 | DLMS-Genus | 065 | TCPIP_DLMS | GSM | Feeder | 0562 | 202 | 11 KV SONEGAON(BORI) | 164838 | 33 KV ALAGONDI S/STN
08025909 | DLMS-Genus | 065 | TCPIP_DLMS | GSM | Feeder | 0562 | 201 | 11 KV ALAGONDI | 164838 | 33 KV ALAGONDI S/STN
08025878 | DLMS-Genus | 065 | TCPIP_DLMS | GSM | Feeder | 0562 | 202 | 11 KV AIIMS EXPRESS | 164847 | 33/11 KV NATIONAL CANCER INSTITUTE
XB451985 | DLMS-Secure | 055 | TCPIP_DLMS | GSM | Feeder | 0562 | 403 | 33KV MJP EXPRESS FEEDER | 164019 | 33 KV AIR BUTTIBORI
08026510 | DLMS-Genus | 065 | TCPIP_DLMS | GSM | Feeder | 0562 | 205 | 11 KV MIDC IV | 164018 | 33 KV MIDC BUTIBORI
08026425 | DLMS-Genus | 065 | TCPIP_DLMS | GSM | Feeder | 0562 | 201 | 11 KV MIDC I | 164018 | 33 KV MIDC BUTIBORI
08026515 | DLMS-Genus | 065 | TCPIP_DLMS | GSM | Feeder | 0562 | 205 | Mahindra Boomdale | 164052 | MIHAN S/ST'N
08023449 | DLMS-Genus | 065 | TCPIP_DLMS | GSM | Feeder | 0562 | 206 | 11 KV MIDC VI | 164018 | 33 KV MIDC BUTIBORI
13546586 | DLMS-LnT | 053 | TCPIP_DLMS | GSM | Feeder | 0562 | 208 | 11 KV A ZONE | 164069 | 33 KV APREL PARK
13546566 | DLMS-LnT | 053 | TCPIP_DLMS | GSM | Feeder | 0562 | 205 | 11 KV SONDAPAR | 164067 | 33 KV JAMTHA
08025877 | DLMS-Genus | 065 | TCPIP_DLMS | GSM | Feeder | 0562 | 207 | 11 KV FIRST CITY | 164052 | MIHAN S/ST'N
08026371 | DLMS-Genus | 065 | TCPIP_DLMS | GSM | Feeder | 0562 | 205 | 11 KV RAMA GAOTHAN | 164838 | 33 KV ALAGONDI S/STN
X1622350 | DLMS-Secure | 055 | TCPIP_DLMS | GSM | Feeder | 0562 | 201 | 11 KV C ZONE ADDITIONAL MIDC | 164876 | 33/11KV S/STN NO.II ADDITIONAL MIDC,DHAWALPETH,BUT
X1622342 | DLMS-Secure | 055 | TCPIP_DLMS | GSM | Feeder | 0562 | 202 | 11 KV B ZONE ADDITIONAL MIDC | 164875 | 33/11KV S/STN NO.I ADDITIONAL MIDC,DHAWALPETH BUTI
X1622356 | DLMS-Secure | 055 | TCPIP_DLMS | GSM | Feeder | 0562 | 201 | 11 KV A ZONE ADDITIONAL MIDC | 164875 | 33/11KV S/STN NO.I ADDITIONAL MIDC,DHAWALPETH BUTI
08024182 | DLMS-Genus | 065 | TCPIP_DLMS | GSM | Feeder | 0562 | 202 | MIHAN-II | 164052 | MIHAN S/ST'N
04579377 | DLMS-Genus | 065 | TCPIP_DLMS | GSM | Feeder | 0562 | 206 | 11 KV W.T.PLANT FEEDER | 164019 | 33 KV AIR BUTTIBORI
X1091989 | DLMS-Secure | 055 | TCPIP_DLMS | GSM | Feeder | 0562 | 204 | 11 K V JAMTHA | 164020 | 33 KV S/STN. KHAPRI
12627177 | DLMS-LnT | 053 | TCPIP_DLMS | GSM | Feeder | 0562 | 205 | 11 KV MJP W/W | 164020 | 33 KV S/STN. KHAPRI
X0789955 | DLMS-Secure | 055 | TCPIP_DLMS | GSM | Feeder | 0562 | 209 | 11 KV JUNI WASTI | 164019 | 33 KV AIR BUTTIBORI
XD450227 | DLMS-Secure | 055 | TCPIP_DLMS | GSM | Feeder | 0562 | 205 | 11 KV DPS MORAJ | 164847 | 33/11 KV NATIONAL CANCER INSTITUTE
08026113 | DLMS-Genus | 065 | TCPIP_DLMS | GSM | Feeder | 0562 | 209 | 11 KV MIDC IX | 164018 | 33 KV MIDC BUTIBORI
04579673 | DLMS-Genus | 065 | TCPIP_DLMS | GSM | Feeder | 0562 | 203 | 11 KV KHAPRI | 164020 | 33 KV S/STN. KHAPRI
X1958006 | DLMS-Secure | 055 | TCPIP_DLMS | GSM | Feeder | 0562 | 402 | 33 KV VARRON AUTO | 164019 | 33 KV AIR BUTTIBORI
04579736 | DLMS-Genus | 065 | TCPIP_DLMS | GSM | Feeder | 0562 | 202 | 11 KV Dhuti feeder | 164041 | 33 KV DONGARGAON S/S
X1254836 | DLMS-Secure | 055 | TCPIP_DLMS | GSM | Feeder | 0562 | 212 | 11 KV STAR CIRCLIP | 164018 | 33 KV MIDC BUTIBORI
X1082537 | DLMS-Secure | 055 | TCPIP_DLMS | GSM | Feeder | 0562 | 206 | 11 KV RADHA MADHAV | 164067 | 33 KV JAMTHA
XG411578 | DLMS-Secure | 055 | TCPIP_DLMS | GSM | Feeder | 0562 | 407 | 33 KV VAIBHAV PLASTO BTBR | 164040 | SATGAON S/STN
17224122 | DLMS-LnT | 053 | TCPIP_DLMS | GSM | Feeder | 0562 | 416 | 33 KV MIHAN W/W | 168018 | 220 KV BUTIBORI
X2025362 | DLMS-Secure | 055 | TCPIP_DLMS | GSM | Feeder | 0562 | 215 | 11 KV HIGH TECH POLYPLAST | 164018 | 33 KV MIDC BUTIBORI
04579725 | DLMS-Genus | 065 | TCPIP_DLMS | GSM | Feeder | 0562 | 203 | VRINDAVAN FEEDER NO. III | 164830 | 33 KV VRINDAVAN CITY S/ST'N
03003676 | Genus | 065 | TCPIP_Genus | GSM | Feeder | 3956 | 206 | 11 kV Mahajanwadi | 164035 | 33KV WANADONGARI
08026417 | DLMS-Genus | 065 | TCPIP_DLMS | GSM | Feeder | 3956 | 203 | 11 KV GUMGAON - SPARE- | 164011 | 33 KV SAWANGI SUB STATION
03015079 | Genus | 065 | TCPIP_Genus | GSM | Feeder | 3956 | 201 | 11KV SAWANGI | 164011 | 33 KV SAWANGI SUB STATION
X0789953 | DLMS-Secure | 055 | TCPIP_DLMS | GSM | Feeder | 3956 | 208 | 11 KV SAWALI GAOTHAN | 164841 | 33/11 KV KANHOLIBARA
08025934 | DLMS-Genus | 065 | TCPIP_DLMS | GSM | Feeder | 3956 | 201 | 11 KV DEVALI AG | 164841 | 33/11 KV KANHOLIBARA
08025871 | DLMS-Genus | 065 | TCPIP_DLMS | GSM | Feeder | 3956 | 206 | 11 KV KANHOLIBARA GAOTHAN | 164841 | 33/11 KV KANHOLIBARA
08026357 | DLMS-Genus | 065 | TCPIP_DLMS | GSM | Feeder | 3956 | 204 | 11 KV KHADKA | 164843 | 33/11 KV WAGHDARA S/STN
08025922 | DLMS-Genus | 065 | TCPIP_DLMS | GSM | Feeder | 3956 | 202 | 11 KV SAWALI AG | 164841 | 33/11 KV KANHOLIBARA
XE489814 | DLMS-Secure | 055 | TCPIP_DLMS | GSM | Feeder | 3956 | 208 | 11 KV SANGAM | 164035 | 33KV WANADONGARI
14029787 | LnT | 053 | TCPIP_LnT_9600 | GSM | Feeder | 3956 | 403 | 33 KV SUTGIRNI | 164035 | 33KV WANADONGARI
04579670 | DLMS-Genus | 065 | TCPIP_DLMS | GSM | Feeder | 3956 | 208 | 11 KV JAGRUTESHWAR | 164011 | 33 KV SAWANGI SUB STATION
14676637 | DLMS-LnT | 053 | TCPIP_DLMS | GSM | Feeder | 3956 | 402 | 33 KV ABHIJIT MADC | 164011 | 33 KV SAWANGI SUB STATION
X0789945 | DLMS-Secure | 055 | TCPIP_DLMS | GSM | Feeder | 3956 | 205 | 11 KV DEVALI GAOTHAN | 164841 | 33/11 KV KANHOLIBARA
XD452930 | DLMS-Secure | 055 | TCPIP_DLMS | GSM | Feeder | 3956 | 206 | 11 KV MOHGAON GAOTHAN II | 164848 | 33/11 KV MOHGAON (KHADAN)
XD453341 | DLMS-Secure | 055 | TCPIP_DLMS | GSM | Feeder | 3956 | 202 | 11 KV MOHGAON (KHADAN) | 164848 | 33/11 KV MOHGAON (KHADAN)
XD452912 | DLMS-Secure | 055 | TCPIP_DLMS | GSM | Feeder | 3956 | 204 | 11 KV NERI GAOTHAN | 164848 | 33/11 KV MOHGAON (KHADAN)
XD453349 | DLMS-Secure | 055 | TCPIP_DLMS | GSM | Feeder | 3956 | 203 | 11 KV NERI AG | 164848 | 33/11 KV MOHGAON (KHADAN)
XD452922 | DLMS-Secure | 055 | TCPIP_DLMS | GSM | Feeder | 3956 | 205 | 11 KV MOHGAON AG II | 164848 | 33/11 KV MOHGAON (KHADAN)
12626445 | DLMS-LnT | 053 | TCPIP_DLMS | GSM | Feeder | 3956 | 203 | 11 KV Bhimnagar | 164837 | 33 KV ISSASANI
12626491 | DLMS-LnT | 053 | TCPIP_DLMS | GSM | Feeder | 3956 | 202 | 11 KV Issasani | 164837 | 33 KV ISSASANI
08023444 | DLMS-Genus | 065 | TCPIP_DLMS | GSM | Feeder | 3956 | 207 | 11 KV INDUSTRIAL SAWANGI | 164011 | 33 KV SAWANGI SUB STATION
08026421 | DLMS-Genus | 065 | TCPIP_DLMS | GSM | Feeder | 3956 | 203 | 11 KV WADGAON GAOTHAN | 164843 | 33/11 KV WAGHDARA S/STN
08025908 | DLMS-Genus | 065 | TCPIP_DLMS | GSM | Feeder | 3956 | 202 | 11 KV GAUMGAON AG | 164843 | 33/11 KV WAGHDARA S/STN
12627690 | DLMS-LnT | 053 | TCPIP_DLMS | GSM | Feeder | 3956 | 202 | 11 kV Hingna | 164035 | 33KV WANADONGARI
12627431 | DLMS-LnT | 053 | TCPIP_DLMS | GSM | Feeder | 3956 | 205 | 11 KV EKATMATA NAGAR | 164837 | 33 KV ISSASANI
08026419 | DLMS-Genus | 065 | TCPIP_DLMS | GSM | Feeder | 3956 | 207 | 11 KV KHADKI GAOTHAN | 164841 | 33/11 KV KANHOLIBARA
13546585 | DLMS-LnT | 053 | TCPIP_DLMS | GSM | Feeder | 3956 | 203 | 11 KV Industrial Wanadongari | 164035 | 33KV WANADONGARI
08025918 | DLMS-Genus | 065 | TCPIP_DLMS | GSM | Feeder | 3956 | 201 | 11 KV GUMGAON GAOTHAN | 164843 | 33/11 KV WAGHDARA S/STN
13546578 | DLMS-LnT | 053 | TCPIP_DLMS | GSM | Feeder | 3956 | 201 | 11 kV Mohagaon Ag Sep | 164035 | 33KV WANADONGARI
XD452937 | DLMS-Secure | 055 | TCPIP_DLMS | GSM | Feeder | 3956 | 202 | 11 KV KAWADAS GAOTHAN | 164849 | 33/11 KV KAWDAS
08025935 | DLMS-Genus | 065 | TCPIP_DLMS | GSM | Feeder | 3956 | 207 | 11 KV MOHAGAON | 164035 | 33KV WANADONGARI
12626610 | DLMS-LnT | 053 | TCPIP_DLMS | GSM | Feeder | 3956 | 205 | 11 KV NARAYANA | 164011 | 33 KV SAWANGI SUB STATION
12626460 | DLMS-LnT | 053 | TCPIP_DLMS | GSM | Feeder | 3956 | 206 | 11 KV POLICE NAGAR | 164837 | 33 KV ISSASANI
XD452927 | DLMS-Secure | 055 | TCPIP_DLMS | GSM | Feeder | 3956 | 204 | 11 KV ADEGAON GAOTHAN | 164849 | 33/11 KV KAWDAS
XD452929 | DLMS-Secure | 055 | TCPIP_DLMS | GSM | Feeder | 3956 | 201 | 11 KV KAWADAS AG | 164849 | 33/11 KV KAWDAS
XE482822 | DLMS-Secure | 055 | TCPIP_DLMS | GSM | Feeder | 3956 | 401 | 33 KV INCOMER WANADONGARI | 164035 | 33KV WANADONGARI
X1958015 | DLMS-Secure | 055 | TCPIP_DLMS | GSM | Feeder | 3956 | 206 | R.R.R Water works Boregaon | 164011 | 33 KV SAWANGI SUB STATION
XB431189 | DLMS-Secure | 055 | TCPIP_DLMS | GSM | Feeder | 3956 | 207 | 11 KV PRIYADARSHANI FEEDER | 164837 | 33 KV ISSASANI
XD502631 | Secure | 055 | TCPIP_Secure | GSM | Feeder | 3956 | 204 | 11 KV LATA MANGESHKAR | 164837 | 33 KV ISSASANI
XD452905 | DLMS-Secure | 055 | TCPIP_DLMS | GSM | Feeder | 3956 | 201 | 11 KV METAUMRI GAOTHAN | 164848 | 33/11 KV MOHGAON (KHADAN)
12627233 | DLMS-LnT | 053 | TCPIP_DLMS | GSM | Feeder | 3956 | 204 | 11 KV KANHOLIBARA-II | 164011 | 33 KV SAWANGI SUB STATION
08026108 | DLMS-Genus | 065 | TCPIP_DLMS | GSM | Feeder | 3956 | 203 | 11 KV KHADKI AG | 164841 | 33/11 KV KANHOLIBARA
08026469 | DLMS-Genus | 065 | TCPIP_DLMS | GSM | Feeder | 3956 | 204 | 11 KV INDUSTRIAL KANHOLIBARA | 164841 | 33/11 KV KANHOLIBARA
12627174 | DLMS-LnT | 053 | TCPIP_DLMS | GSM | Feeder | 3956 | 202 | KANHOLIBARA - I | 164011 | 33 KV SAWANGI SUB STATION
00567993 | DLMS-HPL | 076 | TCPIP_DLMS | GSM | Feeder | 3956 | 205 | 11 KV RAJIV NAGAR | 164035 | 33KV WANADONGARI
XE419238 | DLMS-Secure | 055 | TCPIP_DLMS | GSM | Feeder | 4690 | 411 | 33 KV R C PLASTO EXPRESS | 167006 | 132/11KV HINGNA-I
03004942 | Genus | 065 | TCPIP_Genus | GSM | Feeder | 4690 | 217 | 11 KV WATER WORKS | 167006 | 132/11KV HINGNA-I
14676632 | DLMS-LnT | 053 | TCPIP_DLMS | GSM | Feeder | 4690 | 211 | 11 KV HINGNA-II | 167006 | 132/11KV HINGNA-I
03003307 | Genus | 065 | TCPIP_Genus | GSM | Feeder | 4690 | 202 | 11 KV RC PLASTO | 164825 | 33 KV SONEGOAN S/STN
X1186940 | DLMS-Secure | 055 | TCPIP_DLMS | GSM | Feeder | 4690 | 221 | 11KV ELKEM EXPRESS | 167006 | 132/11KV HINGNA-I
XG411543 | DLMS-Secure | 055 | TCPIP_DLMS | GSM | Feeder | 4690 | 219 | 11 KV ABC | 167006 | 132/11KV HINGNA-I
14676630 | DLMS-LnT | 053 | TCPIP_DLMS | GSM | Feeder | 4690 | 204 | 11 KV INDUSTRIAL-II | 167006 | 132/11KV HINGNA-I
14676297 | DLMS-LnT | 053 | TCPIP_DLMS | GSM | Feeder | 4690 | 201 | DAINIK BHASKAR | 164825 | 33 KV SONEGOAN S/STN
14676433 | DLMS-LnT | 053 | TCPIP_DLMS | GSM | Feeder | 4690 | 203 | 11KV RUKMINI METAL | 164825 | 33 KV SONEGOAN S/STN
09137801 | LnT | 053 | TCPIP_LnT_9600 | GSM | Feeder | 4690 | 216 | 11 KV INDUSTRIAL-I | 167006 | 132/11KV HINGNA-I
12629339 | DLMS-LnT | 053 | TCPIP_DLMS | GSM | Feeder | 4690 | 203 | 11KV URBAN III | 167006 | 132/11KV HINGNA-I
14676298 | DLMS-LnT | 053 | TCPIP_DLMS | GSM | Feeder | 4690 | 204 | 11 KV WADI 3 | 164825 | 33 KV SONEGOAN S/STN
04575642 | DLMS-Genus | 065 | TCPIP_DLMS | GSM | Feeder | 4690 | 226 | NMC EV CHARGING | 167006 | 132/11KV HINGNA-I
03004945 | Genus | 065 | TCPIP_Genus | GSM | Feeder | 4690 | 210 | 11 KV HINGNA-I | 167006 | 132/11KV HINGNA-I
09137798 | LnT | 053 | TCPIP_LnT_9600 | GSM | Feeder | 4690 | 220 | 11 KV RAVINDRA AUXILIARY | 167006 | 132/11KV HINGNA-I
12629308 | DLMS-LnT | 053 | TCPIP_DLMS | GSM | Feeder | 4690 | 207 | WADI U | 167006 | 132/11KV HINGNA-I
03004936 | Genus | 065 | TCPIP_Genus | GSM | Feeder | 4690 | 209 | 11 KV MANKAPUR | 167006 | 132/11KV HINGNA-I
03004948 | Genus | 065 | TCPIP_Genus | GSM | Feeder | 4690 | 205 | 11 KV SRPF | 167006 | 132/11KV HINGNA-I
03016629 | Genus | 065 | TCPIP_Genus | GSM | Feeder | 4691 | 205 | 11 KV EXPRESS-I | 167015 | 132KV HINGNA II
03016627 | Genus | 065 | TCPIP_Genus | GSM | Feeder | 4691 | 202 | 11 KV EXPRESS-II | 167015 | 132KV HINGNA II
03016603 | Genus | 065 | TCPIP_Genus | GSM | Feeder | 4691 | 203 | 11 KV NILDOH | 167015 | 132KV HINGNA II
12626444 | DLMS-LnT | 053 | TCPIP_DLMS | GSM | Feeder | 4691 | 201 | SUVARNA LAGHU UDYOG(SLU) | 164824 | 33 KV NILDOH INDUSTRIAL S/STN
08026500 | DLMS-Genus | 065 | TCPIP_DLMS | GSM | Feeder | 4691 | 205 | CANDICO | 164824 | 33 KV NILDOH INDUSTRIAL S/STN
08026499 | DLMS-Genus | 065 | TCPIP_DLMS | GSM | Feeder | 4691 | 204 | SANVIJAY | 164824 | 33 KV NILDOH INDUSTRIAL S/STN
03016601 | Genus | 065 | TCPIP_Genus | GSM | Feeder | 4691 | 210 | SUT GIRNI | 167015 | 132KV HINGNA II
03016622 | Genus | 065 | TCPIP_Genus | GSM | Feeder | 4691 | 204 | 11 KV AMAR NAGAR | 167015 | 132KV HINGNA II
X0399114 | DLMS-Secure | 055 | TCPIP_DLMS | GSM | Feeder | 4691 | 206 | 11 KV VICCO DIFFUSION | 167015 | 132KV HINGNA II
05814195 | DLMS-Genus | 065 | TCPIP_DLMS | GSM | Feeder | 4691 | 400 | STATION T/F | 167015 | 132KV HINGNA II
13550681 | DLMS-LnT | 053 | TCPIP_DLMS | GSM | Feeder | 4691 | 207 | 11 KV SHARDA | 167015 | 132KV HINGNA II
08026498 | DLMS-Genus | 065 | TCPIP_DLMS | GSM | Feeder | 4691 | 207 | 11 KV GAJANAN NAGAR | 164824 | 33 KV NILDOH INDUSTRIAL S/STN
08026467 | DLMS-Genus | 065 | TCPIP_DLMS | GSM | Feeder | 4691 | 202 | BERAR METAL | 164824 | 33 KV NILDOH INDUSTRIAL S/STN
X2004710 | DLMS-Secure | 055 | TCPIP_DLMS | GSM | Feeder | 4691 | 208 | VALSAD | 167015 | 132KV HINGNA II
14676301 | DLMS-LnT | 053 | TCPIP_DLMS | GSM | Feeder | 4691 | 212 | VICCO ALPHA | 167015 | 132KV HINGNA II
X1474400 | DLMS-Secure | 055 | TCPIP_DLMS | GSM | Feeder | 4691 | 206 | 11 KV PLASTO CONTAINER | 164824 | 33 KV NILDOH INDUSTRIAL S/STN
14676625 | DLMS-LnT | 053 | TCPIP_DLMS | GSM | Feeder | 4691 | 217 | 11 KV MINI IRON | 167015 | 132KV HINGNA II
03016600 | Genus | 065 | TCPIP_Genus | GSM | Feeder | 4691 | 214 | 11 KV NSSL FEEDER | 167015 | 132KV HINGNA II
X1960385 | DLMS-Secure | 055 | TCPIP_DLMS | GSM | Feeder | 4691 | 201 | 11 KV ELECTRONIC ZONE | 167015 | 132KV HINGNA II
XG411539 | DLMS-Secure | 055 | TCPIP_DLMS | GSM | Feeder | 4678 | 202 | 11 KV KATOL RD O/G FDR | 164834 | 33 KV SEMINERY HILLS
ESN10152 | DLMS-Secure | 055 | TCPIP_DLMS | GSM | Feeder | 4678 | 201 | W/W-I | 164826 | 33 KV GOREWADA
X0853525 | DLMS-Secure | 055 | TCPIP_DLMS | GSM | Feeder | 4678 | 204 | gaurkhede complex | 164834 | 33 KV SEMINERY HILLS
08026441 | DLMS-Genus | 065 | TCPIP_DLMS | GSM | Feeder | 4678 | 209 | 11 KV New RBI | 164814 | 33 KV BIJLI NGR
X1318335 | DLMS-Secure | 055 | TCPIP_DLMS | GSM | Feeder | 4678 | 214 | 11 KV DEEPAK NAGAR | 164834 | 33 KV SEMINERY HILLS
X1318347 | Secure | 055 | TCPIP_Secure | GSM | Feeder | 4678 | 213 | 11 KV AKAR NAGAR | 164834 | 33 KV SEMINERY HILLS
X1306628 | DLMS-Secure | 055 | TCPIP_DLMS | GSM | Feeder | 4678 | 215 | 11 KV UTKARSH NAGAR | 164834 | 33 KV SEMINERY HILLS
12627173 | DLMS-LnT | 053 | TCPIP_DLMS | GSM | Feeder | 4678 | 206 | 11 KV GANGA KAVERI(KATOL RD) | 162008 | 11 KV KATOL ROAD
MSP55607 | DLMS-Secure | 055 | TCPIP_DLMS | GSM | Feeder | 4678 | 219 | 11 KV KAMPTEE RD I | 167009 | 132 KV MANKAPUR
X1284484 | DLMS-Secure | 055 | TCPIP_DLMS | GSM | Feeder | 4678 | 209 | 11KV HYDERABAD HOUSE FEEDER | 164869 | 33/11KV NAGBHAVAN SUBSTATION
X1284393 | DLMS-Secure | 055 | TCPIP_DLMS | GSM | Feeder | 4678 | 211 | 11KV HERITAGE FEEDER | 164869 | 33/11KV NAGBHAVAN SUBSTATION
X1284471 | DLMS-Secure | 055 | TCPIP_DLMS | GSM | Feeder | 4678 | 203 | 11 KV NAGBHAVAN RMU FEEDER | 164869 | 33/11KV NAGBHAVAN SUBSTATION
X1284428 | DLMS-Secure | 055 | TCPIP_DLMS | GSM | Feeder | 4678 | 202 | 11KV RANIKOTHI FEEDER | 164869 | 33/11KV NAGBHAVAN SUBSTATION
X1284425 | DLMS-Secure | 055 | TCPIP_DLMS | GSM | Feeder | 4678 | 201 | 11KV BHASKAR TOWER FEEDER | 164869 | 33/11KV NAGBHAVAN SUBSTATION
X1284473 | DLMS-Secure | 055 | TCPIP_DLMS | GSM | Feeder | 4678 | 208 | 11 KV STATION TRANS FEEDER | 164869 | 33/11KV NAGBHAVAN SUBSTATION
X1284470 | DLMS-Secure | 055 | TCPIP_DLMS | GSM | Feeder | 4678 | 210 | 11 KV SINCHAN BHAVAN FEEDER | 164869 | 33/11KV NAGBHAVAN SUBSTATION
X1284390 | DLMS-Secure | 055 | TCPIP_DLMS | GSM | Feeder | 4678 | 204 | 11 KV RAVIBHAVAN FEEDER | 164869 | 33/11KV NAGBHAVAN SUBSTATION
MSP55610 | DLMS-Secure | 055 | TCPIP_DLMS | GSM | Feeder | 4678 | 206 | Godhani | 167009 | 132 KV MANKAPUR
MSP55606 | DLMS-Secure | 055 | TCPIP_Secure | GSM | Feeder | 4678 | 220 | DHARAMPETH | 167009 | 132 KV MANKAPUR
03006953 | Genus | 065 | TCPIP_Genus | GSM | Feeder | 4678 | 202 | 11 KV DINSHAW FDR | 164826 | 33 KV GOREWADA
03006706 | Genus | 065 | TCPIP_Genus | GSM | Feeder | 4678 | 206 | DESHPANDE | 162012 | 11 KV DHARAMPETH SUBSTATION
03006701 | Genus | 065 | TCPIP_Genus | GSM | Feeder | 4678 | 201 | 11 KV GPO FEEDER | 162012 | 11 KV DHARAMPETH SUBSTATION
03006703 | Genus | 065 | TCPIP_Genus | GSM | Feeder | 4678 | 202 | 11 KV STN FDR | 162012 | 11 KV DHARAMPETH SUBSTATION
X0853522 | Secure | 055 | TCPIP_Secure | GSM | Feeder | 4678 | 210 | 11 KV MECL FDR | 164834 | 33 KV SEMINERY HILLS
ESN10061 | DLMS-Secure | 055 | TCPIP_DLMS | GSM | Feeder | 4678 | 213 | 11KV BIJLINAGAR- DHARAMPETH I/C | 162012 | 11 KV DHARAMPETH SUBSTATION
X1318342 | DLMS-Secure | 055 | TCPIP_DLMS | GSM | Feeder | 4678 | 216 | 11KV FUTALA | 164834 | 33 KV SEMINERY HILLS
X0853521 | Secure | 055 | TCPIP_Secure | GSM | Feeder | 4678 | 203 | 11 KV SFS | 164834 | 33 KV SEMINERY HILLS
08025899 | DLMS-Genus | 065 | TCPIP_DLMS | GSM | Feeder | 4678 | 205 | 11 KV RAMGIRI (11 KV KATOL RD) | 162008 | 11 KV KATOL ROAD
19859344 | DLMS-LnT | 053 | TCPIP_DLMS | GSM | Feeder | 4678 | 225 | 11KV CMPDI FEEDER | 167009 | 132 KV MANKAPUR
MSP55623 | DLMS-Secure | 055 | TCPIP_DLMS | GSM | Feeder | 4678 | 213 | 11 KV VAYUSENA FEEDER | 167009 | 132 KV MANKAPUR
MSP55608 | DLMS-Secure | 055 | TCPIP_DLMS | GSM | Feeder | 4678 | 214 | 11 KV JARIPATKA FDR | 167009 | 132 KV MANKAPUR
MSP55598 | DLMS-Secure | 055 | TCPIP_DLMS | GSM | Feeder | 4678 | 210 | SEMINARI HILLS | 167009 | 132 KV MANKAPUR
08026487 | DLMS-Genus | 065 | TCPIP_DLMS | GSM | Feeder | 4678 | 203 | NEW W/W | 164826 | 33 KV GOREWADA
08025904 | DLMS-Genus | 065 | TCPIP_DLMS | GSM | Feeder | 4678 | 204 | 11 KV PENCH 3 | 164826 | 33 KV GOREWADA
12526449 | LnT | 053 | TCPIP_LnT_9600 | GSM | Feeder | 4678 | 211 | 11 KV MENTAL HOSPITAL | 167009 | 132 KV MANKAPUR
05252052 | Elster | 057 | TCPIP_Elster_RS232 | GSM | Feeder | 4678 | 201 | Gore Wada -1 | 167009 | 132 KV MANKAPUR
05253292 | Elster | 057 | TCPIP_Elster_RS232 | GSM | Feeder | 4678 | 204 | Gore Wada -2 | 167009 | 132 KV MANKAPUR
02088420 | LnT | 053 | TCPIP_LNT | GSM | Feeder | 4678 | 206 | WADI | 164826 | 33 KV GOREWADA
MSE04475 | Secure | 055 | TCPIP_Secure | GSM | Feeder | 4678 | 202 | 11 KV KATOL ROAD OUTGOING | 162008 | 11 KV KATOL ROAD
NS600045 | DLMS-Secure | 055 | TCPIP_DLMS | GSM | Feeder | 4678 | 206 | 11 KV CPWD FDR | 164834 | 33 KV SEMINERY HILLS
03006708 | Genus | 065 | TCPIP_Genus | GSM | Feeder | 4678 | 207 | THAPPAR | 162012 | 11 KV DHARAMPETH SUBSTATION
ESN10151 | DLMS-Secure | 055 | TCPIP_DLMS | GSM | Feeder | 4678 | 211 | Milk scheme express | 164834 | 33 KV SEMINERY HILLS
ESN10084 | DLMS-Secure | 055 | TCPIP_DLMS | GSM | Feeder | 4678 | 208 | MLA Hostel | 162012 | 11 KV DHARAMPETH SUBSTATION
SND88690 | DLMS-Secure | 055 | TCPIP_DLMS | GSM | Feeder | 4678 | 207 | 11KV BIJLINAGAR - KATOL ROAD FEEDER | 162008 | 11 KV KATOL ROAD
SND88699 | DLMS-Secure | 055 | TCPIP_DLMS | GSM | Feeder | 4678 | 203 | 11 kv NCDC feeder | 162012 | 11 KV DHARAMPETH SUBSTATION
XC435182 | DLMS-Secure | 055 | TCPIP_Secure | GSM | Feeder | 4678 | 204 | 11 KV SOIL SURVAY | 162008 | 11 KV KATOL ROAD
14676622 | DLMS-LnT | 053 | TCPIP_DLMS | GSM | Feeder | 4678 | 212 | 11 KV WCL FDR | 167009 | 132 KV MANKAPUR
MSP55597 | DLMS-Secure | 055 | TCPIP_Secure | GSM | Feeder | 4678 | 224 | Baba Farid nagar | 167009 | 132 KV MANKAPUR
14676619 | DLMS-LnT | 053 | TCPIP_DLMS | GSM | Feeder | 4678 | 216 | st tr feeder frm Mankapur | 167009 | 132 KV MANKAPUR
12526441 | LnT | 053 | TCPIP_LnT_9600 | GSM | Feeder | 4678 | 407 | M/S NADT | 167009 | 132 KV MANKAPUR
MSP55605 | DLMS-Secure | 055 | TCPIP_Secure | GSM | Feeder | 4678 | 215 | Jafaar Nagar feeder | 167009 | 132 KV MANKAPUR
MSP55625 | DLMS-Secure | 055 | TCPIP_DLMS | GSM | Feeder | 4678 | 218 | 11 KV KAMPTEE RD II (132/11KV | 167009 | 132 KV MANKAPUR
MSP55622 | DLMS-Secure | 055 | TCPIP_DLMS | GSM | Feeder | 4678 | 217 | 11 KV KORADI ROAD FEEDER | 167009 | 132 KV MANKAPUR
ESN10139 | DLMS-Secure | 055 | TCPIP_DLMS | GSM | Feeder | 4678 | 202 | 11 KV HIGH COURT FDR | 164814 | 33 KV BIJLI NGR
ESN10138 | DLMS-Secure | 055 | TCPIP_DLMS | GSM | Feeder | 4678 | 207 | 11 KV UDYOG BHAVAN | 164814 | 33 KV BIJLI NGR
ESN10140 | DLMS-Secure | 055 | TCPIP_DLMS | GSM | Feeder | 4678 | 204 | 11 KV STN FDR | 164814 | 33 KV BIJLI NGR
NS600043 | DLMS-Secure | 055 | TCPIP_DLMS | GSM | Feeder | 4678 | 205 | 11 KV TELANGKHEDI FDR | 164834 | 33 KV SEMINERY HILLS
ESN10136 | DLMS-Secure | 055 | TCPIP_DLMS | GSM | Feeder | 4678 | 208 | 11 KV IBM FDR | 164814 | 33 KV BIJLI NGR
ESN10121 | DLMS-Secure | 055 | TCPIP_DLMS | GSM | Feeder | 4678 | 201 | 11 KV RAMGIRI FDR | 164814 | 33 KV BIJLI NGR
ESN10137 | DLMS-Secure | 055 | TCPIP_DLMS | GSM | Feeder | 4678 | 205 | 11 KV SDAR FDR | 164814 | 33 KV BIJLI NGR
SPN01205 | DLMS-Secure | 055 | TCPIP_DLMS | GSM | Feeder | 4678 | 208 | 11 KV W/W-II FEEDER | 164826 | 33 KV GOREWADA
X0853523 | DLMS-Secure | 055 | TCPIP_DLMS | GSM | Feeder | 4678 | 201 | 11 KV GONDWANA FEEDER | 164834 | 33 KV SEMINERY HILLS
SND88591 | DLMS-Secure | 055 | TCPIP_DLMS | GSM | Feeder | 4680 | 203 | 11 KV KAMPTHI RD | 164815 | 33 KV UPPALWADI S/STN
XD489276 | DLMS-Secure | 055 | TCPIP_DLMS | GSM | Feeder | 4680 | 207 | KAMAL CHOWK | 164810 | NARA SUB STATION
08026491 | DLMS-Genus | 065 | TCPIP_DLMS | GSM | Feeder | 4680 | 208 | 11KV GOVINDGAD FEEDER | 164815 | 33 KV UPPALWADI S/STN
SND88680 | DLMS-Secure | 055 | TCPIP_DLMS | GSM | Feeder | 4680 | 208 | 11 KV BINAKI (11 KV KAMPTEE RD) | 164828 | KAMPTEE ROAD SS 33 KV
SND88679 | DLMS-Secure | 055 | TCPIP_DLMS | GSM | Feeder | 4680 | 204 | TEKA | 164828 | KAMPTEE ROAD SS 33 KV
ESN10095 | DLMS-Secure | 055 | TCPIP_DLMS | GSM | Feeder | 4680 | 205 | 11 KV STATION (33 KV AMBEDKAR) | 164821 | 33 KV AMBEDKAR HOSPITAL S/STN
08025885 | DLMS-Genus | 065 | TCPIP_DLMS | GSM | Feeder | 4680 | 204 | 11KV PWS | 164821 | 33 KV AMBEDKAR HOSPITAL S/STN
08026412 | DLMS-Genus | 065 | TCPIP_DLMS | GSM | Feeder | 4680 | 201 | 11 KV PARVATI FEEDER | 164821 | 33 KV AMBEDKAR HOSPITAL S/STN
08026496 | DLMS-Genus | 065 | TCPIP_DLMS | GSM | Feeder | 4680 | 202 | RING ROAD | 164810 | NARA SUB STATION
NS500836 | DLMS-Secure | 055 | TCPIP_DLMS | GSM | Feeder | 4680 | 206 | 11 KV STATION (33 KV UPPAL) | 164815 | 33 KV UPPALWADI S/STN
04579391 | DLMS-Genus | 065 | TCPIP_DLMS | GSM | Feeder | 4680 | 207 | 11 KV NARI SRA | 164815 | 33 KV UPPALWADI S/STN
06604483 | LnT | 053 | TCPIP_LNT | GSM | Feeder | 4680 | 203 | 11 KV SAW MILL FDR | 164810 | NARA SUB STATION
06488093 | LnT | 053 | TCPIP_LNT | GSM | Feeder | 4680 | 202 | 11 KV M.G. SCHOOL FEEDER | 164821 | 33 KV AMBEDKAR HOSPITAL S/STN
06604277 | LnT | 053 | TCPIP_LNT | GSM | Feeder | 4680 | 204 | 11 KV VAISHALI NGR FDR | 164810 | NARA SUB STATION
06742899 | LnT | 053 | TCPIP_LNT | GSM | Feeder | 4680 | 203 | 11KV Barse Ghat | 164821 | 33 KV AMBEDKAR HOSPITAL S/STN
06604272 | LnT | 053 | TCPIP_LNT | GSM | Feeder | 4680 | 210 | 11 KV STN FDR | 164810 | NARA SUB STATION
X0399115 | DLMS-Secure | 055 | TCPIP_DLMS | GSM | Feeder | 4680 | 422 | 33 KV NMC WANJRA (PUMP HOUSE) | 167008 | 132 KV UPPALWADI S/S
NS500565 | DLMS-Secure | 055 | TCPIP_DLMS | GSM | Feeder | 4680 | 415 | 33 KV STATION (132 KV UPPAL) | 167008 | 132 KV UPPALWADI S/S
SND88670 | DLMS-Secure | 055 | TCPIP_DLMS | GSM | Feeder | 4680 | 203 | YESHODHARA | 164828 | KAMPTEE ROAD SS 33 KV
SND88669 | DLMS-Secure | 055 | TCPIP_DLMS | GSM | Feeder | 4680 | 211 | 11KV POWERGRID | 164810 | NARA SUB STATION
SND88678 | DLMS-Secure | 055 | TCPIP_DLMS | GSM | Feeder | 4680 | 206 | SUB STATION XMER | 164828 | KAMPTEE ROAD SS 33 KV
03005129 | Genus | 065 | TCPIP_Genus | GSM | Feeder | 4680 | 402 | 33KV UPPALWADI-NARA I/C | 164810 | NARA SUB STATION
SND88587 | DLMS-Secure | 055 | TCPIP_DLMS | GSM | Feeder | 4680 | 401 | 33KV INCOMER-I (NARA) | 164828 | KAMPTEE ROAD SS 33 KV
03005128 | Genus | 065 | TCPIP_Genus | GSM | Feeder | 4680 | 401 | 33KV MANKAPUR- NARA I/C | 164810 | NARA SUB STATION
08026507 | DLMS-Genus | 065 | TCPIP_DLMS | GSM | Feeder | 4680 | 208 | BHIM CHOWK | 164810 | NARA SUB STATION
ESN10086 | DLMS-Secure | 055 | TCPIP_DLMS | GSM | Feeder | 4680 | 201 | INDORA | 164810 | NARA SUB STATION
SND88664 | DLMS-Secure | 055 | TCPIP_DLMS | GSM | Feeder | 4680 | 207 | LASHKARIBAGH | 164828 | KAMPTEE ROAD SS 33 KV
SND88589 | DLMS-Secure | 055 | TCPIP_DLMS | GSM | Feeder | 4680 | 202 | 11 KV UPPALWADI | 164815 | 33 KV UPPALWADI S/STN
SND88588 | DLMS-Secure | 055 | TCPIP_DLMS | GSM | Feeder | 4680 | 204 | 11 KV NARI VLG | 164815 | 33 KV UPPALWADI S/STN
SND88676 | DLMS-Secure | 055 | TCPIP_DLMS | GSM | Feeder | 4680 | 202 | 11 KV Sujata Nagar Feeder | 164828 | KAMPTEE ROAD SS 33 KV
SND88661 | DLMS-Secure | 055 | TCPIP_DLMS | GSM | Feeder | 4680 | 205 | 11 KV EKTA COLONY | 164828 | KAMPTEE ROAD SS 33 KV
SND88590 | DLMS-Secure | 055 | TCPIP_DLMS | GSM | Feeder | 4680 | 201 | 11 KV WANJARA | 164815 | 33 KV UPPALWADI S/STN
X1318333 | Secure | 055 | TCPIP_Secure | GSM | Feeder | 4680 | 210 | 11 KV SANGHARSH NAGAR | 164828 | KAMPTEE ROAD SS 33 KV
X1318343 | DLMS-Secure | 055 | TCPIP_DLMS | GSM | Feeder | 4680 | 209 | 11 KV BABA BUDDHAJI NAGAR | 164828 | KAMPTEE ROAD SS 33 KV
X1318352 | DLMS-Secure | 055 | TCPIP_DLMS | GSM | Feeder | 4680 | 211 | 11 KV INDIRA MATA NAGAR | 164828 | KAMPTEE ROAD SS 33 KV
SND88665 | DLMS-Secure | 055 | TCPIP_DLMS | GSM | Feeder | 4680 | 201 | Uppalwadi | 164828 | KAMPTEE ROAD SS 33 KV
SND88592 | DLMS-Secure | 055 | TCPIP_DLMS | GSM | Feeder | 4680 | 205 | 11 KV Yashodhara | 164815 | 33 KV UPPALWADI S/STN
SND88579 | DLMS-Secure | 055 | TCPIP_DLMS | GSM | Feeder | 4679 | 401 | 33KV MRS OH I/C | 164801 | 33KV MRS S/S.
SND88684 | DLMS-Secure | 055 | TCPIP_DLMS | GSM | Feeder | 4679 | 213 | 11 KV SADAR( 33 KV MRS) | 164801 | 33KV MRS S/S.
08023451 | DLMS-Genus | 065 | TCPIP_DLMS | GSM | Feeder | 4679 | 210 | 11 KV GOVINDAM | 164857 | 33/11 KV GOIVND BHAVAN
ESN10083 | DLMS-Secure | 055 | TCPIP_DLMS | GSM | Feeder | 4679 | 207 | POONAM CHAMBER | 164801 | 33KV MRS S/S.
08023446 | DLMS-Genus | 065 | TCPIP_DLMS | GSM | Feeder | 4679 | 204 | 11 KV CLARK TOWN I | 164857 | 33/11 KV GOIVND BHAVAN
X0853520 | DLMS-Secure | 055 | TCPIP_DLMS | GSM | Feeder | 4679 | 229 | 11 KV Vidhan Bhavan | 162001 | AFO
08024181 | DLMS-Genus | 065 | TCPIP_DLMS | GSM | Feeder | 4679 | 202 | 11 KV CLARK TOWN II | 164857 | 33/11 KV GOIVND BHAVAN
04579708 | DLMS-Genus | 065 | TCPIP_DLMS | GSM | Feeder | 4679 | 212 | KINGS WAY | 164801 | 33KV MRS S/S.
ESN10051 | DLMS-Secure | 055 | TCPIP_DLMS | GSM | Feeder | 4679 | 202 | ST XMER | 164801 | 33KV MRS S/S.
X0853544 | DLMS-Secure | 055 | TCPIP_DLMS | GSM | Feeder | 4679 | 226 | Civil Line | 162001 | AFO
X0853545 | DLMS-Secure | 055 | TCPIP_DLMS | GSM | Feeder | 4679 | 227 | 11 KV Kamptee road | 162001 | AFO
X0853519 | DLMS-Secure | 055 | TCPIP_DLMS | GSM | Feeder | 4679 | 230 | 11 KV RBI HT FEEDER | 162001 | AFO
08024180 | DLMS-Genus | 065 | TCPIP_DLMS | GSM | Feeder | 4679 | 203 | 11 KV SE RAILWAY | 164857 | 33/11 KV GOIVND BHAVAN
MSP35534 | Secure | 055 | TCPIP_Secure | GSM | Feeder | 4679 | 218 | 11 KV RBI Express Feeder | 164801 | 33KV MRS S/S.
SND88681 | DLMS-Secure | 055 | TCPIP_DLMS | GSM | Feeder | 4679 | 226 | 11 KV SIGNIA SKY FEEDER | 164801 | 33KV MRS S/S.
SND88682 | DLMS-Secure | 055 | TCPIP_DLMS | GSM | Feeder | 4679 | 205 | 11KV GOVIND BHAVAN FDR | 164801 | 33KV MRS S/S.
SND88671 | DLMS-Secure | 055 | TCPIP_DLMS | GSM | Feeder | 4679 | 203 | 11 KV MOHAN NGR | 164801 | 33KV MRS S/S.
07043131 | LnT | 053 | TCPIP_LNT | GSM | Feeder | 4679 | 208 | LINK-ROAD | 164801 | 33KV MRS S/S.
ESN10087 | DLMS-Secure | 055 | TCPIP_DLMS | GSM | Feeder | 4679 | 211 | BEZANBAG | 164801 | 33KV MRS S/S.
08025943 | DLMS-Genus | 065 | TCPIP_DLMS | GSM | Feeder | 4679 | 206 | S.T.P. | 164801 | 33KV MRS S/S.
NS600031 | DLMS-Secure | 055 | TCPIP_DLMS | GSM | Feeder | 4679 | 211 | 11 KV GURUDWARA | 164857 | 33/11 KV GOIVND BHAVAN
NS600040 | DLMS-Secure | 055 | TCPIP_DLMS | GSM | Feeder | 4679 | 201 | 11 KV GINGER MALL | 164857 | 33/11 KV GOIVND BHAVAN
NS600037 | DLMS-Secure | 055 | TCPIP_DLMS | GSM | Feeder | 4679 | 209 | 11 KV BUDDHA NAGAR | 164857 | 33/11 KV GOIVND BHAVAN
SND88683 | DLMS-Secure | 055 | TCPIP_DLMS | GSM | Feeder | 4679 | 216 | 11 KV KINGSWAY HOSPITAL | 164801 | 33KV MRS S/S.
MSB04468 | Secure | 055 | TCPIP_Secure | GSM | Feeder | 4679 | 214 | 11 KV CENTRAL RAILWAYS EXP(33 | 164801 | 33KV MRS S/S.
17224133 | DLMS-LnT | 053 | TCPIP_DLMS | GSM | Feeder | 3905 | 206 | 11 KV JAGDAMBA FDR | 164082 | 33 KV BESA-BELTARODI SUB STATION
X0789952 | DLMS-Secure | 055 | TCPIP_DLMS | GSM | Feeder | 3905 | 206 | 11 KV CHAKKI KHAPA NEW | 164081 | 33 KV GODHANI
X1333442 | DLMS-Secure | 055 | TCPIP_DLMS | GSM | Feeder | 3905 | 205 | 11 KV TAJESHWAR NAGAR | 164868 | 33/11 KV GIS PIPLA
XG437292 | DLMS-Secure | 055 | TCPIP_DLMS | GSM | Feeder | 3905 | 202 | 11 KV UMBARGAON | 164863 | 33/11 KV VIHIRGAON S/STN
XG437295 | DLMS-Secure | 055 | TCPIP_DLMS | GSM | Feeder | 3905 | 203 | 11 KV NARSALA NEW | 164863 | 33/11 KV VIHIRGAON S/STN
XG437250 | DLMS-Secure | 055 | TCPIP_DLMS | GSM | Feeder | 3905 | 201 | 11 KV PRERANA SCHOOL | 164863 | 33/11 KV VIHIRGAON S/STN
X1333441 | DLMS-Secure | 055 | TCPIP_DLMS | GSM | Feeder | 3905 | 202 | 11 KV AAMRAPALI FDR | 164868 | 33/11 KV GIS PIPLA
X1333445 | DLMS-Secure | 055 | TCPIP_DLMS | GSM | Feeder | 3905 | 208 | 11 KV POPULAR SOCIETY | 164868 | 33/11 KV GIS PIPLA
X0402219 | DLMS-Secure | 055 | TCPIP_DLMS | GSM | Feeder | 3905 | 203 | 11 KV BAHADURA FEEDER | 164077 | 33 kv kharabi sub station
14676455 | DLMS-LnT | 053 | TCPIP_DLMS | GSM | Feeder | 3905 | 206 | 11 KV BORGAON FEEDER | 164079 | 33 kv Fetari sub station
Y0320408 | DLMS-Secure | 055 | TCPIP_DLMS | GSM | Feeder | 3905 | 206 | 11 KV NARAYAN NAGAR | 164844 | 33/11 KV SURABARDI SUB STATION
XB449591 | DLMS-Secure | 055 | TCPIP_DLMS | GSM | Feeder | 3905 | 205 | 11 KV HIGHLAND PARK | 164844 | 33/11 KV SURABARDI SUB STATION
X0402224 | DLMS-Secure | 055 | TCPIP_DLMS | GSM | Feeder | 3905 | 207 | 11 KV NEW WADDHAMNA | 164844 | 33/11 KV SURABARDI SUB STATION
08026363 | DLMS-Genus | 065 | TCPIP_DLMS | GSM | Feeder | 3905 | 201 | 11 KV NIT INDUSTRIAL 1 | 164079 | 33 kv Fetari sub station
XE482442 | DLMS-Secure | 055 | TCPIP_DLMS | GSM | Feeder | 3905 | 205 | 11 KV COLLECTOR COLONY FDR | 164081 | 33 KV GODHANI
X0789946 | DLMS-Secure | 055 | TCPIP_DLMS | GSM | Feeder | 3905 | 204 | 11 KV GUMTHALA | 164081 | 33 KV GODHANI
XG457061 | DLMS-Secure | 055 | TCPIP_DLMS | GSM | Feeder | 3905 | 403 | 33 KV BESA FROM KHAPARI SUBSTATION | 164065 | Hudkeshwar Khurd
20068593 | DLMS-LnT | 053 | TCPIP_DLMS | GSM | Feeder | 3905 | 403 | 33 KV PIPLA FROM 132 KV KHAPRI | 164868 | 33/11 KV GIS PIPLA
MSP55650 | DLMS-Secure | 055 | TCPIP_DLMS | GSM | Feeder | 3905 | 201 | 11 KV VIHIRGAON | 167017 | 132 KV BESA
12627288 | DLMS-LnT | 053 | TCPIP_DLMS | GSM | Feeder | 3905 | 201 | CHIKNA | 164065 | Hudkeshwar Khurd
08026338 | DLMS-Genus | 065 | TCPIP_DLMS | GSM | Feeder | 3905 | 203 | 11 KV BODHALA | 164079 | 33 kv Fetari sub station
12627237 | DLMS-LnT | 053 | TCPIP_DLMS | GSM | Feeder | 3905 | 202 | KIRNAPUR | 164065 | Hudkeshwar Khurd
13546683 | DLMS-LnT | 053 | TCPIP_DLMS | GSM | Feeder | 3905 | 203 | ADYALI | 164065 | Hudkeshwar Khurd
12627018 | DLMS-LnT | 053 | TCPIP_DLMS | GSM | Feeder | 3905 | 204 | PIPLA | 164065 | Hudkeshwar Khurd
17224117 | DLMS-LnT | 053 | TCPIP_DLMS | GSM | Feeder | 3905 | 202 | 11 KV VYANKATESH CITY | 164082 | 33 KV BESA-BELTARODI SUB STATION
13546707 | DLMS-LnT | 053 | TCPIP_DLMS | GSM | Feeder | 3905 | 201 | 11 KV SWAMI SAMARTH | 164082 | 33 KV BESA-BELTARODI SUB STATION
17224081 | DLMS-LnT | 053 | TCPIP_DLMS | GSM | Feeder | 3905 | 201 | 11 KV CHAKKI KHAPA | 164081 | 33 KV GODHANI
03004940 | Genus | 065 | TCPIP_Genus | GSM | Feeder | 3905 | 213 | 11 KV HUDKESHWAR URBAN 2 | 167017 | 132 KV BESA
15117671 | DLMS-LnT | 053 | TCPIP_DLMS | GSM | Feeder | 3905 | 401 | 33 KV SURABARDI | 164844 | 33/11 KV SURABARDI SUB STATION
X0401592 | DLMS-Secure | 055 | TCPIP_DLMS | GSM | Feeder | 3905 | 202 | 11 KV DAWLAMETI | 164844 | 33/11 KV SURABARDI SUB STATION
X0402218 | DLMS-Secure | 055 | TCPIP_DLMS | GSM | Feeder | 3905 | 201 | 11 KV KHADGAON | 164845 | 33/11 KV LAVA SUB STATION
17224091 | DLMS-LnT | 053 | TCPIP_DLMS | GSM | Feeder | 3905 | 203 | 11 KV BELTARODI | 164082 | 33 KV BESA-BELTARODI SUB STATION
Y0320411 | DLMS-Secure | 055 | TCPIP_DLMS | GSM | Feeder | 3905 | 201 | 11 KV SURABURDI | 164844 | 33/11 KV SURABARDI SUB STATION
14029868 | LnT | 053 | TCPIP_LnT_9600 | GSM | Feeder | 3905 | 401 | 33 KV BESA LUXORA TO HUD INCOMER NO 1 | 164065 | Hudkeshwar Khurd
X1943609 | DLMS-Secure | 055 | TCPIP_DLMS | GSM | Feeder | 3905 | 207 | 11 KV GOTAL PANJRI | 164082 | 33 KV BESA-BELTARODI SUB STATION
Y0320410 | DLMS-Secure | 055 | TCPIP_DLMS | GSM | Feeder | 3905 | 204 | 11 KV DRUGDHAMNA | 164844 | 33/11 KV SURABARDI SUB STATION
X0401588 | DLMS-Secure | 055 | TCPIP_DLMS | GSM | Feeder | 3905 | 203 | 11 UOTC | 164844 | 33/11 KV SURABARDI SUB STATION
17224130 | DLMS-LnT | 053 | TCPIP_DLMS | GSM | Feeder | 3905 | 214 | 11 KV RAJAPETH FEEDER | 167017 | 132 KV BESA
XE483131 | DLMS-Secure | 055 | TCPIP_DLMS | GSM | Feeder | 3905 | 401 | 33KV LAVA | 164845 | 33/11 KV LAVA SUB STATION
X0401590 | DLMS-Secure | 055 | TCPIP_DLMS | GSM | Feeder | 3905 | 202 | 11 KV MAHADEO NAGAR | 164845 | 33/11 KV LAVA SUB STATION
X0401589 | DLMS-Secure | 055 | TCPIP_DLMS | GSM | Feeder | 3905 | 208 | 11 KV NAGALWADI FEEDER | 164844 | 33/11 KV SURABARDI SUB STATION
X0401585 | DLMS-Secure | 055 | TCPIP_DLMS | GSM | Feeder | 3905 | 205 | 11 KV GODHANI SIM | 164077 | 33 kv kharabi sub station
08026337 | DLMS-Genus | 065 | TCPIP_DLMS | GSM | Feeder | 3905 | 202 | 11 KV MAHURZARI | 164079 | 33 kv Fetari sub station
08023463 | DLMS-Genus | 065 | TCPIP_DLMS | GSM | Feeder | 3905 | 205 | 11 KV INDUSTRIAL 2 JAIN | 164079 | 33 kv Fetari sub station
08026380 | DLMS-Genus | 065 | TCPIP_DLMS | GSM | Feeder | 3905 | 204 | 11 KV FETARI | 164079 | 33 kv Fetari sub station
08026343 | DLMS-Genus | 065 | TCPIP_DLMS | GSM | Feeder | 3905 | 203 | 11 KV LAVA FEEDER | 164845 | 33/11 KV LAVA SUB STATION
X0401591 | DLMS-Secure | 055 | TCPIP_DLMS | GSM | Feeder | 3905 | 204 | DHANGAWALI | 164077 | 33 kv kharabi sub station
X0402222 | DLMS-Secure | 055 | TCPIP_DLMS | GSM | Feeder | 3905 | 201 | SAIBABA NAGAR | 164077 | 33 kv kharabi sub station
X0401586 | DLMS-Secure | 055 | TCPIP_DLMS | GSM | Feeder | 3905 | 202 | NAVNATH NAGAR | 164077 | 33 kv kharabi sub station
08024187 | DLMS-Genus | 065 | TCPIP_DLMS | GSM | Feeder | 3905 | 205 | 11 KV HARIHAR NAGAR | 164082 | 33 KV BESA-BELTARODI SUB STATION
08024188 | DLMS-Genus | 065 | TCPIP_DLMS | GSM | Feeder | 3905 | 204 | 11 KV PADMAVATI NAGAR | 164082 | 33 KV BESA-BELTARODI SUB STATION
08026344 | DLMS-Genus | 065 | TCPIP_DLMS | GSM | Feeder | 3905 | 202 | 11 KV BOKHARA | 164081 | 33 KV GODHANI
17224135 | DLMS-LnT | 053 | TCPIP_DLMS | GSM | Feeder | 3905 | 203 | 11 KV GODHANI TOWN B | 164081 | 33 KV GODHANI
08026336 | DLMS-Genus | 065 | TCPIP_DLMS | GSM | Feeder | 3905 | 206 | 11 KV ARADHANA FEEDER | 164077 | 33 kv kharabi sub station
X1333446 | DLMS-Secure | 055 | TCPIP_DLMS | GSM | Feeder | 3905 | 201 | 11 KV STATION TF-1 | 164868 | 33/11 KV GIS PIPLA
X1333440 | DLMS-Secure | 055 | TCPIP_DLMS | GSM | Feeder | 3905 | 204 | 11 KV ENSARA | 164868 | 33/11 KV GIS PIPLA
X1333448 | DLMS-Secure | 055 | TCPIP_DLMS | GSM | Feeder | 3905 | 203 | 11 KV GANESHDHAM | 164868 | 33/11 KV GIS PIPLA
X1333443 | DLMS-Secure | 055 | TCPIP_DLMS | GSM | Feeder | 3905 | 206 | 11 KV ATHARV NAGARI | 164868 | 33/11 KV GIS PIPLA
20068594 | DLMS-LnT | 053 | TCPIP_DLMS | GSM | Feeder | 3905 | 401 | 33KV HUDKESHWAR-PIPALA | 164868 | 33/11 KV GIS PIPLA
08026368 | DLMS-Genus | 065 | TCPIP_DLMS | GSM | Feeder | 3905 | 208 | 11KV GOREWADA ZOO EXPRESS | 164079 | 33 kv Fetari sub station
08026462 | DLMS-Genus | 065 | TCPIP_DLMS | GSM | Feeder | 4682 | 206 | 11 KV LANDMARK | 164819 | 33 KV SITABULDI S/STN
00309874 | DLMS-HPL | 076 | TCPIP_DLMS | GSM | Feeder | 4682 | 202 | 11 KV PUSHPAKUNJ FDR | 162262 | 11 KV CONGRESS NGR SW/STN
07410659 | LnT | 053 | TCPIP_LNT | GSM | Feeder | 4682 | 208 | 11 KV ETERNITY MALL | 164819 | 33 KV SITABULDI S/STN
13546686 | LnT | 053 | TCPIP_LnT_9600 | GSM | Feeder | 4682 | 201 | 11 KV YASHWANT STEDIUM FDR | 162262 | 11 KV CONGRESS NGR SW/STN
03006463 | Genus | 065 | TCPIP_Genus | GSM | Feeder | 4682 | 205 | 11KV KANCHPURA | 162263 | 33/11KV AJANI SUBSTATION
MSP55631 | DLMS-Secure | 055 | TCPIP_DLMS | GSM | Feeder | 4682 | 401 | 33KV CHHATRAPATI I/C | 164812 | 33 KV CONGRESS NAGAR
03016004 | Genus | 065 | TCPIP_Genus | GSM | Feeder | 4682 | 201 | TEMPLE BAZAR | 162015 | 11 KV REGENT SWITCHING
03007041 | Genus | 065 | TCPIP_Genus | GSM | Feeder | 4682 | 204 | 11KV JAIL | 162263 | 33/11KV AJANI SUBSTATION
03007027 | Genus | 065 | TCPIP_Genus | GSM | Feeder | 4682 | 202 | STATION TRANSFORMER NO I | 162015 | 11 KV REGENT SWITCHING
03002406 | Genus | 065 | TCPIP_Genus | GSM | Feeder | 4682 | 201 | 11 KV HAMP YARD | 164802 | 33 KV CHATTRAPATI
10009468 | LnT | 053 | TCPIP_LnT_9600 | GSM | Feeder | 4682 | 203 | 11 KV SANSKRUTIK SANKUL FDR | 164819 | 33 KV SITABULDI S/STN
03016088 | Genus | 065 | TCPIP_Genus | GSM | Feeder | 4682 | 205 | 11 KV NAVJEEVAN COLONY | 164802 | 33 KV CHATTRAPATI
03016028 | Genus | 065 | TCPIP_Genus | GSM | Feeder | 4682 | 205 | NIT STANDBY | 162015 | 11 KV REGENT SWITCHING
10009475 | LnT | 053 | TCPIP_LnT_9600 | GSM | Feeder | 4682 | 201 | 11KV A.I.R. | 164812 | 33 KV CONGRESS NAGAR
03006467 | Genus | 065 | TCPIP_Genus | GSM | Feeder | 4682 | 203 | STATION TRANSFORMER NO II | 162015 | 11 KV REGENT SWITCHING
10009473 | LnT | 053 | TCPIP_LnT_9600 | GSM | Feeder | 4682 | 204 | SARAF COURT | 164812 | 33 KV CONGRESS NAGAR
03006212 | Genus | 065 | TCPIP_Genus | GSM | Feeder | 4682 | 206 | 11 KV HINDUSTAN COLONY | 162263 | 33/11KV AJANI SUBSTATION
10009474 | LnT | 053 | TCPIP_LnT_9600 | GSM | Feeder | 4682 | 207 | SUBSTATION FEEDER | 164812 | 33 KV CONGRESS NAGAR
03007039 | Genus | 065 | TCPIP_Genus | GSM | Feeder | 4682 | 209 | 11 KV MURE MEMORIAL | 162015 | 11 KV REGENT SWITCHING
10009462 | LnT | 053 | TCPIP_LnT_9600 | GSM | Feeder | 4682 | 207 | 11 KV POONAM MALL-BHGWA GHAR- | 164819 | 33 KV SITABULDI S/STN
10009464 | LnT | 053 | TCPIP_LnT_9600 | GSM | Feeder | 4682 | 205 | 11 KV APANA BHANDAR | 164819 | 33 KV SITABULDI S/STN
10009467 | LnT | 053 | TCPIP_LnT_9600 | GSM | Feeder | 4682 | 204 | 11 KV UNIVERSITY LIBRARY | 164819 | 33 KV SITABULDI S/STN
03006108 | Genus | 065 | TCPIP_Genus | GSM | Feeder | 4682 | 211 | 11KV VARIETY CHOWK | 162015 | 11 KV REGENT SWITCHING
03003970 | Genus | 065 | TCPIP_Genus | GSM | Feeder | 4682 | 206 | AFO | 162015 | 11 KV REGENT SWITCHING
03003544 | Genus | 065 | TCPIP_Genus | GSM | Feeder | 4682 | 203 | 11KV ORANGE CITY | 162263 | 33/11KV AJANI SUBSTATION
MSU17240 | Secure | 055 | TCPIP_Secure | GSM | Feeder | 4682 | 209 | 11 KV CARE HOSPITAL | 164819 | 33 KV SITABULDI S/STN
03002215 | Genus | 065 | TCPIP_Genus | GSM | Feeder | 4682 | 201 | 11 KV DEO NAGAR | 162263 | 33/11KV AJANI SUBSTATION
12627394 | DLMS-LnT | 053 | TCPIP_DLMS | GSM | Feeder | 4682 | 202 | 11 KV NERI | 162263 | 33/11KV AJANI SUBSTATION
GJU64284 | Secure | 055 | TCPIP_Secure | GSM | Feeder | 4682 | 212 | 11KV ANAND TALKIES 4 POLE STRUCTURE | 164819 | 33 KV SITABULDI S/STN
GJU64287 | Secure | 055 | TCPIP_Secure | GSM | Feeder | 4682 | 211 | 11 KV AJMERA - NARESHCHANDRA | 164819 | 33 KV SITABULDI S/STN
12627428 | DLMS-LnT | 053 | TCPIP_DLMS | GSM | Feeder | 4682 | 205 | 11KV CHHOTI DHANTOLI | 162262 | 11 KV CONGRESS NGR SW/STN
08025890 | DLMS-Genus | 065 | TCPIP_DLMS | GSM | Feeder | 4682 | 202 | 11 KV KALIMATA | 164812 | 33 KV CONGRESS NAGAR
14676451 | DLMS-LnT | 053 | TCPIP_DLMS | GSM | Feeder | 4682 | 208 | 11KV CENTRAL RAILWAY | 164802 | 33 KV CHATTRAPATI
03015343 | Genus | 065 | TCPIP_Genus | GSM | Feeder | 4682 | 212 | 11 KV GAWANDE LAYOUT | 162263 | 33/11KV AJANI SUBSTATION
03015341 | Genus | 065 | TCPIP_Genus | GSM | Feeder | 4682 | 211 | 11 KV SAWARKAR NAGAR | 162263 | 33/11KV AJANI SUBSTATION
17224112 | LnT | 053 | TCPIP_LnT_9600 | GSM | Feeder | 4682 | 206 | 11 KV PANDEY LAY OUT | 164802 | 33 KV CHATTRAPATI
00309762 | DLMS-HPL | 076 | TCPIP_DLMS | GSM | Feeder | 4682 | 203 | 11 KV ITI | 164812 | 33 KV CONGRESS NAGAR
10009470 | LnT | 053 | TCPIP_LnT_9600 | GSM | Feeder | 4682 | 201 | 11 KV BANK OF MAHARASHATRA FDR | 164819 | 33 KV SITABULDI S/STN
03016131 | Genus | 065 | TCPIP_Genus | GSM | Feeder | 4682 | 207 | ZERO MILE | 162015 | 11 KV REGENT SWITCHING
03007035 | Genus | 065 | TCPIP_Genus | GSM | Feeder | 4681 | 201 | 11 KV CAMPUS FEEDER | 164805 | 33/11 KV AMRAVATI ROAD
03007024 | Genus | 065 | TCPIP_Genus | GSM | Feeder | 4681 | 209 | 11 KV HILLTOP -I | 164805 | 33/11 KV AMRAVATI ROAD
GJU64281 | Secure | 055 | TCPIP_Secure | GSM | Feeder | 4681 | 217 | 11KV ALANKAR TALKIES | 164820 | 33/11 KV SHANKAR NAGAR
GJU61582 | Secure | 055 | TCPIP_Secure | GSM | Feeder | 4681 | 214 | 11KV TELANGKHEDI | 164805 | 33/11 KV AMRAVATI ROAD
03016129 | Genus | 065 | TCPIP_Genus | GSM | Feeder | 4681 | 202 | 11 KV HINDUSTAHAN COLOANY | 164805 | 33/11 KV AMRAVATI ROAD
03004157 | Genus | 065 | TCPIP_Genus | GSM | Feeder | 4681 | 219 | POONAM CENTRAL MALL | 164820 | 33/11 KV SHANKAR NAGAR
03003540 | Genus | 065 | TCPIP_Genus | GSM | Feeder | 4681 | 208 | 11KV TRIKONI PARK | 164820 | 33/11 KV SHANKAR NAGAR
Y0361920 | DLMS-Secure | 055 | TCPIP_DLMS | GSM | Feeder | 4681 | 406 | 33KV HINGANA-I-AMRAOTI ROAD INCOMER | 164805 | 33/11 KV AMRAVATI ROAD
16011602 | LnT | 053 | TCPIP_LnT_9600 | GSM | Feeder | 4681 | 201 | 11 KV VNIT EXPRESS FDR | 164840 | 33/11 KV VNIT
03016007 | Genus | 065 | TCPIP_Genus | GSM | Feeder | 4681 | 216 | 11 KV SAI NAGAR | 164805 | 33/11 KV AMRAVATI ROAD
MSE61685 | Secure | 055 | TCPIP_Secure | GSM | Feeder | 4681 | 210 | 11 KV UNIVERSITY FEEDER | 164805 | 33/11 KV AMRAVATI ROAD
07043137 | LnT | 053 | TCPIP_LNT | GSM | Feeder | 4681 | 205 | 11KV SMG HOSPITAL | 164820 | 33/11 KV SHANKAR NAGAR
00310563 | DLMS-HPL | 076 | TCPIP_DLMS | GSM | Feeder | 4681 | 201 | 11 KV SWITCHING CAMPUS | 162608 | 11 KV SHANKAR NAGAR SWITCHING
00309768 | DLMS-HPL | 076 | TCPIP_DLMS | GSM | Feeder | 4681 | 204 | 11 KV BAJAJ NAGAR SWITCHING | 162608 | 11 KV SHANKAR NAGAR SWITCHING
03003687 | Genus | 065 | TCPIP_Genus | GSM | Feeder | 4681 | 228 | 11 KV KACHIPURA OUTGOING | 162606 | 11KV VNIT
17224107 | DLMS-LnT | 053 | TCPIP_DLMS | GSM | Feeder | 4681 | 207 | 11 KV WADI | 164805 | 33/11 KV AMRAVATI ROAD
12626490 | DLMS-LnT | 053 | TCPIP_DLMS | GSM | Feeder | 4681 | 203 | 11KV RAMNAGAR | 164820 | 33/11 KV SHANKAR NAGAR
14676627 | DLMS-LnT | 053 | TCPIP_DLMS | GSM | Feeder | 4681 | 405 | 33KV HINGANA-I-SHANKARNAGAR-U/G INCOMER | 164820 | 33/11 KV SHANKAR NAGAR
03002409 | Genus | 065 | TCPIP_Genus | GSM | Feeder | 4681 | 224 | 11KV LAD SQUARE | 162606 | 11KV VNIT
03002399 | Genus | 065 | TCPIP_Genus | GSM | Feeder | 4681 | 225 | 11KV SHIVAJI NAGAR(NAGPUR) | 162606 | 11KV VNIT
GJU61054 | Secure | 055 | TCPIP_Secure | GSM | Feeder | 4681 | 203 | 11 KV NIT-GOKULPETH | 164805 | 33/11 KV AMRAVATI ROAD
18048749 | DLMS-LnT | 053 | TCPIP_DLMS | GSM | Feeder | 4681 | 208 | 11 KV CENTRAL BAZAR ROAD FEEDER | 164856 | 33/11 KV DEEKSHBHUMI
18063482 | DLMS-LnT | 053 | TCPIP_DLMS | GSM | Feeder | 4681 | 204 | 11 KV AATHRASTA | 164856 | 33/11 KV DEEKSHBHUMI
18063484 | DLMS-LnT | 053 | TCPIP_DLMS | GSM | Feeder | 4681 | 203 | 11 KV BAJAJNAGAR | 164856 | 33/11 KV DEEKSHBHUMI
18063481 | DLMS-LnT | 053 | TCPIP_DLMS | GSM | Feeder | 4681 | 202 | 11 KV SHRADDHANANDPETH | 164856 | 33/11 KV DEEKSHBHUMI
18063488 | DLMS-LnT | 053 | TCPIP_DLMS | GSM | Feeder | 4681 | 201 | 11 KV STATION T/F | 164856 | 33/11 KV DEEKSHBHUMI
17167067 | DLMS-LnT | 053 | TCPIP_DLMS | GSM | Feeder | 4681 | 205 | 11 KV VASANT NAGAR | 164856 | 33/11 KV DEEKSHBHUMI
XD486571 | DLMS-Secure | 055 | TCPIP_DLMS | GSM | Feeder | 4681 | 401 | 33 KV VNIT FROM HINGNA I | 164840 | 33/11 KV VNIT
03003152 | Genus | 065 | TCPIP_Genus | GSM | Feeder | 4681 | 227 | 11KV CIIMS HOSPITAL | 162606 | 11KV VNIT
03006466 | Genus | 065 | TCPIP_Genus | GSM | Feeder | 4681 | 204 | 11KV DANDIGE LAYOUT | 164820 | 33/11 KV SHANKAR NAGAR
19217427 | DLMS-LnT | 053 | TCPIP_DLMS | GSM | Feeder | 4681 | 401 | 33KV SHANKAR NAGAR I/C | 164856 | 33/11 KV DEEKSHBHUMI
19217423 | DLMS-LnT | 053 | TCPIP_DLMS | GSM | Feeder | 4681 | 403 | 33KV MANKAPUR I/C | 164856 | 33/11 KV DEEKSHBHUMI
17167064 | DLMS-LnT | 053 | TCPIP_DLMS | GSM | Feeder | 4681 | 206 | 11KV DIKSHABHOOMI | 164856 | 33/11 KV DEEKSHBHUMI
00310857 | DLMS-HPL | 076 | TCPIP_DLMS | GSM | Feeder | 4681 | 206 | 11 KV RAVI NGR FDR | 164805 | 33/11 KV AMRAVATI ROAD
GJU64285 | Secure | 055 | TCPIP_Secure | GSM | Feeder | 4681 | 204 | 11KV BULDI | 164805 | 33/11 KV AMRAVATI ROAD
00310852 | DLMS-HPL | 076 | TCPIP_DLMS | GSM | Feeder | 4681 | 203 | 11 KV DHARAMPETH SWITCHING | 162608 | 11 KV SHANKAR NAGAR SWITCHING
00310564 | DLMS-HPL | 076 | TCPIP_DLMS | GSM | Feeder | 4681 | 202 | 11 KV GOKULPETH SWITCHING | 162608 | 11 KV SHANKAR NAGAR SWITCHING
12627199 | DLMS-LnT | 053 | TCPIP_DLMS | GSM | Feeder | 4681 | 215 | 11KV TILAK NAGAR | 164805 | 33/11 KV AMRAVATI ROAD
12627234 | DLMS-LnT | 053 | TCPIP_DLMS | GSM | Feeder | 4681 | 202 | 11 KV MADHAV NAGAR | 164840 | 33/11 KV VNIT
13546737 | DLMS-LnT | 053 | TCPIP_DLMS | GSM | Feeder | 4681 | 203 | 11 KV ABHYANKAR NAGAR | 164840 | 33/11 KV VNIT
00310567 | DLMS-HPL | 076 | TCPIP_DLMS | GSM | Feeder | 4681 | 205 | 11 KV FRIENDS COLONY | 164805 | 33/11 KV AMRAVATI ROAD
GJU61050 | Secure | 055 | TCPIP_Secure | GSM | Feeder | 4681 | 209 | 11 KV HILL TOP II | 164820 | 33/11 KV SHANKAR NAGAR
09594243 | LnT | 053 | TCPIP_LnT_9600 | GSM | Feeder | 4681 | 206 | 11KV DHARAMPETH | 164820 | 33/11 KV SHANKAR NAGAR
03016631 | Genus | 065 | TCPIP_Genus | GSM | Feeder | 4681 | 404 | 33KV HINGANA-I-SHANKARNAGAR-O/H INCOME | 164820 | 33/11 KV SHANKAR NAGAR
03016264 | Genus | 065 | TCPIP_Genus | GSM | Feeder | 4681 | 226 | 11KV RPTS | 162606 | 11KV VNIT
16011619 | LnT | 053 | TCPIP_LnT_9600 | GSM | Feeder | 4681 | 204 | 11 KV LAXMI NAGAR | 164840 | 33/11 KV VNIT
GJU64276 | Secure | 055 | TCPIP_Secure | GSM | Feeder | 4681 | 214 | 11KV SHIVAJI PARK | 164820 | 33/11 KV SHANKAR NAGAR
GJU64293 | Secure | 055 | TCPIP_Secure | GSM | Feeder | 4681 | 218 | 11KV MADHUMADHAV | 164820 | 33/11 KV SHANKAR NAGAR
X0402220 | DLMS-Secure | 055 | TCPIP_DLMS | GSM | Feeder | 4683 | 202 | 11 KV TELECOM NAGAR | 164846 | 33/11 KV KHAMALA S/STN
MSB01364 | Secure | 055 | TCPIP_Secure | GSM | Feeder | 4683 | 402 | 33 KV TRIMURTI- IT PARK-CHHATRAPATI | 164823 | 33/11 KV IT PARK SUBSTATION
03002369 | Genus | 065 | TCPIP_Genus | GSM | Feeder | 4683 | 202 | 11 KV BHENDE LAYOUT | 164803 | 33/11KV TRIMURTINAGAR SUBSTN
03003575 | Genus | 065 | TCPIP_Genus | GSM | Feeder | 4683 | 205 | 11 KV TRIMURTI NAGAR | 164803 | 33/11KV TRIMURTINAGAR SUBSTN
03002319 | Genus | 065 | TCPIP_Genus | GSM | Feeder | 4683 | 203 | 11 KV NIT LAYOUT | 164803 | 33/11KV TRIMURTINAGAR SUBSTN
13546571 | DLMS-LnT | 053 | TCPIP_DLMS | GSM | Feeder | 4683 | 207 | 11KV CARGO | 164813 | 33 /11 KV CHINCHBHAWAN
12626611 | DLMS-LnT | 053 | TCPIP_DLMS | GSM | Feeder | 4683 | 204 | 11 KV JAY DURGA | 164813 | 33 /11 KV CHINCHBHAWAN
14676295 | DLMS-LnT | 053 | TCPIP_DLMS | GSM | Feeder | 4683 | 209 | 11 KV VIDARBH INFOTECH | 164823 | 33/11 KV IT PARK SUBSTATION
17224090 | DLMS-LnT | 053 | TCPIP_DLMS | GSM | Feeder | 4683 | 202 | 11 KV SANGHARSH NAGAR | 164836 | 33 KV Jaitala Substation
14676452 | DLMS-LnT | 053 | TCPIP_DLMS | GSM | Feeder | 4683 | 203 | 11 KV PAYAL PALLAVI | 164813 | 33 /11 KV CHINCHBHAWAN
12626603 | DLMS-LnT | 053 | TCPIP_DLMS | GSM | Feeder | 4683 | 208 | 11 KV GAJRAJ | 164813 | 33 /11 KV CHINCHBHAWAN
08023388 | DLMS-Genus | 065 | TCPIP_DLMS | GSM | Feeder | 4683 | 210 | 11 KV LOKSEVA NAGAR | 164803 | 33/11KV TRIMURTINAGAR SUBSTN
MSB01362 | Secure | 055 | TCPIP_Secure | GSM | Feeder | 4683 | 203 | 11 KV SUBHASH NAGAR | 164823 | 33/11 KV IT PARK SUBSTATION
GJU64277 | Secure | 055 | TCPIP_Secure | GSM | Feeder | 4683 | 210 | 11 KV NAVNIRMAN-II | 164823 | 33/11 KV IT PARK SUBSTATION
14676454 | DLMS-LnT | 053 | TCPIP_DLMS | GSM | Feeder | 4683 | 208 | 11 KV SAHKAAR NAGAR | 164803 | 33/11KV TRIMURTINAGAR SUBSTN
X0402225 | DLMS-Secure | 055 | TCPIP_DLMS | GSM | Feeder | 4683 | 204 | 11 KV KHAMALA FEEDER | 164846 | 33/11 KV KHAMALA S/STN
14676307 | DLMS-LnT | 053 | TCPIP_DLMS | GSM | Feeder | 4683 | 207 | 11 KV GOPAL NAGAR FEEDER | 164823 | 33/11 KV IT PARK SUBSTATION
17224089 | DLMS-LnT | 053 | TCPIP_DLMS | GSM | Feeder | 4683 | 204 | 11 KV SHIVANGAON FEEDER | 164836 | 33 KV Jaitala Substation
17224132 | DLMS-LnT | 053 | TCPIP_DLMS | GSM | Feeder | 4683 | 201 | 11 KV EKATMATA NAGAR FEEDER | 164836 | 33 KV Jaitala Substation
XE489794 | DLMS-Secure | 055 | TCPIP_DLMS | GSM | Feeder | 4683 | 201 | 11 KV GAJARAJ NEW | 164855 | 33/11 KV SHIVANGAON(REHABILITATION)
17224134 | DLMS-LnT | 053 | TCPIP_DLMS | GSM | Feeder | 4683 | 203 | 11 KV YASHODA NAGAR | 164836 | 33 KV Jaitala Substation
08026428 | DLMS-Genus | 065 | TCPIP_DLMS | GSM | Feeder | 4683 | 202 | 11 KV SAMAJ MANDIR | 164855 | 33/11 KV SHIVANGAON(REHABILITATION)
08026414 | DLMS-Genus | 065 | TCPIP_DLMS | GSM | Feeder | 4683 | 211 | 11 KV NEW PRATAP NAGAR FDR | 164823 | 33/11 KV IT PARK SUBSTATION
17054908 | DLMS-LnT | 053 | TCPIP_DLMS | GSM | Feeder | 4683 | 201 | 11 KV HAGWOOD FEEDER | 164861 | 33/11 KV HAGWOOD S/STN
X0402184 | DLMS-Secure | 055 | TCPIP_DLMS | GSM | Feeder | 4683 | 205 | 11 KV MALVIYA NAGAR | 164846 | 33/11 KV KHAMALA S/STN
14676626 | LnT | 053 | TCPIP_LnT_9600 | GSM | Feeder | 4683 | 401 | 33 KV HINGNA-I TO IT PARK | 164823 | 33/11 KV IT PARK SUBSTATION
X0402226 | DLMS-Secure | 055 | TCPIP_DLMS | GSM | Feeder | 4683 | 203 | 11 KV JAIPRAKASH NAGAR | 164846 | 33/11 KV KHAMALA S/STN
X0401593 | DLMS-Secure | 055 | TCPIP_DLMS | GSM | Feeder | 4683 | 206 | 11 KV DINDAYAL NAGAR | 164846 | 33/11 KV KHAMALA S/STN
X0402221 | DLMS-Secure | 055 | TCPIP_DLMS | GSM | Feeder | 4683 | 201 | 11 KV INDRAPRASTHA NAGAR | 164846 | 33/11 KV KHAMALA S/STN
07043319 | LnT | 053 | TCPIP_LNT | GSM | Feeder | 4683 | 202 | 11 KV KACHOREPATIL FDR | 164813 | 33 /11 KV CHINCHBHAWAN
13546736 | DLMS-LnT | 053 | TCPIP_DLMS | GSM | Feeder | 4683 | 201 | 11 KV SHANTIKUNJ | 164813 | 33 /11 KV CHINCHBHAWAN
18091833 | DLMS-LnT | 053 | TCPIP_DLMS | GSM | Feeder | 4683 | 406 | 33KV TRIMURTI (NEW) | 164803 | 33/11KV TRIMURTINAGAR SUBSTN
13376949 | DLMS-LnT | 053 | TCPIP_DLMS | GSM | Feeder | 4683 | 402 | 33KV HINGNA II - CHATRAPATI | 164803 | 33/11KV TRIMURTINAGAR SUBSTN
GJU64280 | Secure | 055 | TCPIP_Secure | GSM | Feeder | 4683 | 206 | 11KV ATREY LAY OUT | 164823 | 33/11 KV IT PARK SUBSTATION
03002397 | Genus | 065 | TCPIP_Genus | GSM | Feeder | 4683 | 201 | 11 KV SHASTRI LAY OUT | 164803 | 33/11KV TRIMURTINAGAR SUBSTN
03002296 | Genus | 065 | TCPIP_Genus | GSM | Feeder | 4683 | 206 | 11 KV LONDON STREET | 164803 | 33/11KV TRIMURTINAGAR SUBSTN
03007019 | Genus | 065 | TCPIP_Genus | GSM | Feeder | 4683 | 207 | 11 KV AMEYA | 164803 | 33/11KV TRIMURTINAGAR SUBSTN
X0853541 | DLMS-Secure | 055 | TCPIP_DLMS | GSM | Feeder | 4683 | 203 | 11 KV BHAVAN'S SCHOOL | 164855 | 33/11 KV SHIVANGAON(REHABILITATION)
X0402217 | DLMS-Secure | 055 | TCPIP_DLMS | GSM | Feeder | 4683 | 207 | 11 KV KALASH APPARTMENT | 164846 | 33/11 KV KHAMALA S/STN
17094228 | DLMS-LnT | 053 | TCPIP_DLMS | GSM | Feeder | 4683 | 401 | 33 KV HAGWOOD FROM 33 MIHAN | 164861 | 33/11 KV HAGWOOD S/STN
MSE64636 | Secure | 055 | TCPIP_Secure | GSM | Feeder | 4683 | 202 | 11 KV IT PARK | 164823 | 33/11 KV IT PARK SUBSTATION
03003136 | Genus | 065 | TCPIP_Genus | GSM | Feeder | 4683 | 211 | 11 KV Prasad Nagar FDR | 164803 | 33/11KV TRIMURTINAGAR SUBSTN
MSE64628 | Secure | 055 | TCPIP_Secure | GSM | Feeder | 4683 | 204 | 11 KV PERSISTENT FEEDER | 164823 | 33/11 KV IT PARK SUBSTATION
MSE64630 | Secure | 055 | TCPIP_Secure | GSM | Feeder | 4683 | 205 | 11 KV SHEWALKAR GARDEN | 164823 | 33/11 KV IT PARK SUBSTATION
03007025 | Genus | 065 | TCPIP_Genus | GSM | Feeder | 4683 | 204 | 11 KV BHANGE VIHAR | 164803 | 33/11KV TRIMURTINAGAR SUBSTN
GJU61056 | Secure | 055 | TCPIP_Secure | GSM | Feeder | 4683 | 201 | 11KV GAYATRI NAGAR | 164823 | 33/11 KV IT PARK SUBSTATION
GJU64288 | Secure | 055 | TCPIP_Secure | GSM | Feeder | 4683 | 208 | 11 KV FUTURE RETAIL (BIG BAZAR) | 164823 | 33/11 KV IT PARK SUBSTATION
14676296 | DLMS-LnT | 053 | TCPIP_DLMS | GSM | Feeder | 4683 | 206 | 11 KV KARVE NAGAR | 164813 | 33 /11 KV CHINCHBHAWAN
03005141 | Genus | 065 | TCPIP_Genus | GSM | Feeder | 4683 | 401 | 33 KV HINGNA-II TO TRIMURTI | 164803 | 33/11KV TRIMURTINAGAR SUBSTN
03005118 | Genus | 065 | TCPIP_Genus | GSM | Feeder | 4683 | 404 | 33 KV KHAPRI- CHICHBHAWAN-II | 164813 | 33 /11 KV CHINCHBHAWAN
03005119 | Genus | 065 | TCPIP_Genus | GSM | Feeder | 4683 | 403 | 33 KHAPARI- CHICHBHAWAN-I | 164813 | 33 /11 KV CHINCHBHAWAN
07410755 | LnT | 053 | TCPIP_LNT | GSM | Feeder | 4683 | 205 | 11 KV SOMALWADA | 164813 | 33 /11 KV CHINCHBHAWAN
03002187 | Genus | 065 | TCPIP_Genus | GSM | Feeder | 4683 | 209 | 11 KV GOPAL NAGAR | 164803 | 33/11KV TRIMURTINAGAR SUBSTN
XC435183 | DLMS-Secure | 055 | TCPIP_DLMS | GSM | Feeder | 4689 | 229 | 11 KV DAHI BAZAR ( 11 KV SHANT | 162607 | 11 KV SHANTINAGAR SWS
X1318334 | DLMS-Secure | 055 | TCPIP_DLMS | GSM | Feeder | 4689 | 202 | KUNDANLAL GUPTA AGAR | 164806 | 33KV BINAKI
X1318327 | DLMS-Secure | 055 | TCPIP_DLMS | GSM | Feeder | 4689 | 201 | VINOBA BHAVE NAGAR | 164806 | 33KV BINAKI
X1318336 | DLMS-Secure | 055 | TCPIP_DLMS | GSM | Feeder | 4689 | 204 | 11 KV SHANTINAGAR | 164806 | 33KV BINAKI
XB441482 | DLMS-Secure | 055 | TCPIP_DLMS | GSM | Feeder | 4689 | 231 | 11 KV V H B COLONY | 162607 | 11 KV SHANTINAGAR SWS
ESN10134 | DLMS-Secure | 055 | TCPIP_DLMS | GSM | Feeder | 4689 | 227 | 11 KV MEHENDIBAG | 164806 | 33KV BINAKI
ESN10135 | DLMS-Secure | 055 | TCPIP_DLMS | GSM | Feeder | 4689 | 231 | 11 KV RAUT CHOWK FEEDER | 164806 | 33KV BINAKI
NS600032 | DLMS-Secure | 055 | TCPIP_DLMS | GSM | Feeder | 4689 | 230 | 11 KV MUDLIYAR FEEDER | 162607 | 11 KV SHANTINAGAR SWS
ESN10122 | DLMS-Secure | 055 | TCPIP_DLMS | GSM | Feeder | 4689 | 228 | 11 KV TANDAPETH | 164806 | 33KV BINAKI
ESN10133 | DLMS-Secure | 055 | TCPIP_DLMS | GSM | Feeder | 4689 | 226 | 11KV LAL GANJ | 164806 | 33KV BINAKI
ESN10131 | DLMS-Secure | 055 | TCPIP_DLMS | GSM | Feeder | 4689 | 229 | 11KV KINKHEDE LAYOUT | 164806 | 33KV BINAKI
06742890 | LnT | 053 | TCPIP_LNT | GSM | Feeder | 4687 | 250 | 11KV MOMINPURA FEEDER | 164822 | 33/11 KV NEW MEYO SS
06742885 | LnT | 053 | TCPIP_LNT | GSM | Feeder | 4687 | 203 | 11KV MEYO HOSPITAL FEEDER | 164822 | 33/11 KV NEW MEYO SS
06742896 | LnT | 053 | TCPIP_LNT | GSM | Feeder | 4687 | 204 | 11 KV CHANDRALOK FEEDER | 164822 | 33/11 KV NEW MEYO SS
08026345 | DLMS-Genus | 065 | TCPIP_DLMS | GSM | Feeder | 4687 | 216 | 11 KV SOKTA BHAWAN FFEDER | 162604 | 11 KV GANDHIBAG GARDEN SWITCHING SS
08025941 | DLMS-Genus | 065 | TCPIP_DLMS | GSM | Feeder | 4687 | 212 | 11 KV LAL IMLI FEEDER | 162604 | 11 KV GANDHIBAG GARDEN SWITCHING SS
06742900 | LnT | 053 | TCPIP_LNT | GSM | Feeder | 4687 | 202 | 11 KV ANSAR NAGAR FEEDER | 164822 | 33/11 KV NEW MEYO SS
03006779 | Genus | 065 | TCPIP_Genus | GSM | Feeder | 4687 | 214 | 11 KV WHOLESALE MKT FEEDER | 162604 | 11 KV GANDHIBAG GARDEN SWITCHING SS
06742886 | LnT | 053 | TCPIP_LNT | GSM | Feeder | 4687 | 252 | 11KV GOVINDBHAWAN (NOGA) FEEDER | 164822 | 33/11 KV NEW MEYO SS
08026116 | DLMS-Genus | 065 | TCPIP_DLMS | GSM | Feeder | 4687 | 206 | 11 KV MASKASATH FEEDER | 162602 | 11 KV ITWARI SWITCHING SS
08025913 | DLMS-Genus | 065 | TCPIP_DLMS | GSM | Feeder | 4687 | 207 | 11 KV REPUBLIC FEEDER | 162602 | 11 KV ITWARI SWITCHING SS
08026375 | DLMS-Genus | 065 | TCPIP_DLMS | GSM | Feeder | 4687 | 213 | 11 KV GOLIBAR FEEDER | 162604 | 11 KV GANDHIBAG GARDEN SWITCHING SS
ESN10075 | DLMS-Secure | 055 | TCPIP_DLMS | GSM | Feeder | 4687 | 249 | 11 KV GB II GANDHIBAG GARDEN INCOMER II | 162604 | 11 KV GANDHIBAG GARDEN SWITCHING SS
SND88654 | DLMS-Secure | 055 | TCPIP_DLMS | GSM | Feeder | 4687 | 208 | 11 KV ITWARI STN T/F FEEDER | 162602 | 11 KV ITWARI SWITCHING SS
ESN10085 | DLMS-Secure | 055 | TCPIP_DLMS | GSM | Feeder | 4687 | 205 | 11 KV BHAGWAGHAR | 164822 | 33/11 KV NEW MEYO SS
SPN40901 | DLMS-Secure | 055 | TCPIP_DLMS | GSM | Feeder | 4688 | 210 | 11 KV INCONER II | 162603 | 11KV SUBHAN NAGAR SWCH SUBSTN
05463119 | LnT | 053 | TCPIP_LNT | GSM | Feeder | 4688 | 286 | 11 KV KALAMNA VILLAGE | 164807 | 33 KV KALAMNA SUB-STATION
05463163 | LnT | 053 | TCPIP_DLMS | GSM | Feeder | 4688 | 232 | 11 KV BINAKI | 164807 | 33 KV KALAMNA SUB-STATION
SPN40965 | DLMS-Secure | 055 | TCPIP_DLMS | GSM | Feeder | 4688 | 205 | 11KV GULMOHAR NAGAR | 162603 | 11KV SUBHAN NAGAR SWCH SUBSTN
SPN40903 | DLMS-Secure | 055 | TCPIP_DLMS | GSM | Feeder | 4688 | 206 | 11KV HB TOWN | 162603 | 11KV SUBHAN NAGAR SWCH SUBSTN
SPN40899 | DLMS-Secure | 055 | TCPIP_DLMS | GSM | Feeder | 4688 | 204 | 11KV BHAVANI NAGAR | 162603 | 11KV SUBHAN NAGAR SWCH SUBSTN
SPN40892 | DLMS-Secure | 055 | TCPIP_DLMS | GSM | Feeder | 4688 | 203 | 11KV GOMTI | 162603 | 11KV SUBHAN NAGAR SWCH SUBSTN
SPN40964 | DLMS-Secure | 055 | TCPIP_DLMS | GSM | Feeder | 4688 | 202 | 11KV SONBA NAGAR | 162603 | 11KV SUBHAN NAGAR SWCH SUBSTN
SND88602 | DLMS-Secure | 055 | TCPIP_DLMS | GSM | Feeder | 4688 | 403 | 33 KV BESA (NEW) | 164807 | 33 KV KALAMNA SUB-STATION
05463142 | LnT | 053 | TCPIP_LNT | GSM | Feeder | 4688 | 233 | 11 KV SURYA NAGAR | 164807 | 33 KV KALAMNA SUB-STATION
ESN10128 | DLMS-Secure | 055 | TCPIP_DLMS | GSM | Feeder | 4688 | 221 | 11 KV WNAGAR | 164817 | 33 KV WARDHAMAN NAGAR
ESN10130 | DLMS-Secure | 055 | TCPIP_DLMS | GSM | Feeder | 4688 | 223 | 11 KV SAW MILL | 164817 | 33 KV WARDHAMAN NAGAR
03006922 | Genus | 065 | TCPIP_Genus | GSM | Feeder | 4688 | 245 | 11 KV C A ROAD | 164809 | 33 KV CHINTESHWAR
03006928 | Genus | 065 | TCPIP_Genus | GSM | Feeder | 4688 | 239 | 11 KV HARIHAR MANDIR | 164809 | 33 KV CHINTESHWAR
03006924 | Genus | 065 | TCPIP_Genus | GSM | Feeder | 4688 | 243 | 11KV CHITAROLI | 164809 | 33 KV CHINTESHWAR
08026522 | DLMS-Genus | 065 | TCPIP_DLMS | GSM | Feeder | 4688 | 207 | 11KV BHANDARA-2 | 167007 | 132KV PARDI
X2093213 | DLMS-Secure | 055 | TCPIP_DLMS | GSM | Feeder | 4688 | 212 | 11 KV LAKADGANJ POLICE STATION FEEDER | 164817 | 33 KV WARDHAMAN NAGAR
MSP55640 | DLMS-Secure | 055 | TCPIP_DLMS | GSM | Feeder | 4688 | 212 | 11 KV STATION (132 KV PARADI) | 167007 | 132KV PARDI
SND88640 | DLMS-Secure | 055 | TCPIP_DLMS | GSM | Feeder | 4688 | 208 | 11 KV VIJAY NAGAR | 162603 | 11KV SUBHAN NAGAR SWCH SUBSTN
MSP55637 | DLMS-Secure | 055 | TCPIP_DLMS | GSM | Feeder | 4688 | 201 | 11 KV RAJESH CASTING | 167007 | 132KV PARDI
MSP55647 | DLMS-Secure | 055 | TCPIP_DLMS | GSM | Feeder | 4688 | 209 | BHR-IV | 167007 | 132KV PARDI
MSP55639 | DLMS-Secure | 055 | TCPIP_DLMS | GSM | Feeder | 4688 | 210 | 11 KV NMS FDR | 167007 | 132KV PARDI
XG411542 | DLMS-Secure | 055 | TCPIP_DLMS | GSM | Feeder | 4688 | 201 | 11 SPARE FEEDER | 162603 | 11KV SUBHAN NAGAR SWCH SUBSTN
19859345 | DLMS-LnT | 053 | TCPIP_DLMS | GSM | Feeder | 4688 | 403 | 33 KV OLD BAGADGANJ OG | 164817 | 33 KV WARDHAMAN NAGAR
ESN10126 | DLMS-Secure | 055 | TCPIP_DLMS | GSM | Feeder | 4688 | 217 | 11 KV SARDA TRANSPORT | 164817 | 33 KV WARDHAMAN NAGAR
SND88603 | DLMS-Secure | 055 | TCPIP_DLMS | GSM | Feeder | 4688 | 235 | 11 KV DIPTI SIGNAL | 164807 | 33 KV KALAMNA SUB-STATION
SND88601 | DLMS-Secure | 055 | TCPIP_DLMS | GSM | Feeder | 4688 | 237 | 11 KV CHIKHALI LAYOUT | 164807 | 33 KV KALAMNA SUB-STATION
ESN10123 | DLMS-Secure | 055 | TCPIP_DLMS | GSM | Feeder | 4688 | 219 | 11 KV SFA-II | 164817 | 33 KV WARDHAMAN NAGAR
ESN10127 | DLMS-Secure | 055 | TCPIP_DLMS | GSM | Feeder | 4688 | 218 | 11 KV SFA-I | 164817 | 33 KV WARDHAMAN NAGAR
ESN10129 | DLMS-Secure | 055 | TCPIP_DLMS | GSM | Feeder | 4688 | 222 | 11 KV KAWARAPETH | 164817 | 33 KV WARDHAMAN NAGAR
03006929 | Genus | 065 | TCPIP_Genus | GSM | Feeder | 4688 | 238 | 11 KV PRABHU STEEL | 164809 | 33 KV CHINTESHWAR
XE483026 | DLMS-Secure | 055 | TCPIP_DLMS | GSM | Feeder | 4688 | 403 | 33 KV GANDHIBAG GARDEN | 164809 | 33 KV CHINTESHWAR
ESN10078 | DLMS-Secure | 055 | TCPIP_DLMS | GSM | Feeder | 4684 | 203 | 11 KV RAJABAKHA FEEDER | 164818 | 33 JATATRODI SUBSTATION
X1484525 | DLMS-Secure | 055 | TCPIP_DLMS | GSM | Feeder | 4684 | 206 | S.T.P. 2 | 164859 | 33/11 KV JAIHIND SUBSTATION
ESN10092 | DLMS-Secure | 055 | TCPIP_DLMS | GSM | Feeder | 4684 | 202 | 11 KV SUB-STATION FEEDER | 164818 | 33 JATATRODI SUBSTATION
SND88663 | DLMS-Secure | 055 | TCPIP_DLMS | GSM | Feeder | 4684 | 208 | 11 KV OMKAR NAGAR FEEDER | 164829 | VINKAR SS 33KV
ESN10076 | DLMS-Secure | 055 | TCPIP_DLMS | GSM | Feeder | 4684 | 204 | 11 KV MEDICAL SQUARE FEEDER | 164818 | 33 JATATRODI SUBSTATION
SND88667 | DLMS-Secure | 055 | TCPIP_DLMS | GSM | Feeder | 4684 | 205 | 11KV STATION TRANSFORMER | 164829 | VINKAR SS 33KV
SND88647 | DLMS-Secure | 055 | TCPIP_DLMS | GSM | Feeder | 4684 | 209 | 11KV BALAJI NAGAR | 164829 | VINKAR SS 33KV
XG411540 | DLMS-Secure | 055 | TCPIP_DLMS | GSM | Feeder | 4684 | 207 | 11 KV SUBSTATION FEEDER FROM MEDICAL STN | 164804 | 33KV MEDICAL S/S
XD412956 | DLMS-Secure | 055 | TCPIP_DLMS | GSM | Feeder | 4684 | 203 | 11 KV RAMBAG | 164804 | 33KV MEDICAL S/S
NS600039 | DLMS-Secure | 055 | TCPIP_DLMS | GSM | Feeder | 4684 | 208 | 11 KV FULE NAGAR | 164804 | 33KV MEDICAL S/S
X1484526 | DLMS-Secure | 055 | TCPIP_DLMS | GSM | Feeder | 4684 | 204 | 11 KV S.T.P.-1 | 164859 | 33/11 KV JAIHIND SUBSTATION
X0853542 | DLMS-Secure | 055 | TCPIP_DLMS | GSM | Feeder | 4684 | 207 | PATEL SQUARE | 164818 | 33 JATATRODI SUBSTATION
XE419237 | DLMS-Secure | 055 | TCPIP_DLMS | GSM | Feeder | 4684 | 205 | 11 KV AJANTA MARBLE | 164859 | 33/11 KV JAIHIND SUBSTATION
XF484165 | DLMS-Secure | 055 | TCPIP_DLMS | GSM | Feeder | 4684 | 202 | 11 KV WHITEFIELD | 164859 | 33/11 KV JAIHIND SUBSTATION
X1306611 | DLMS-Secure | 055 | TCPIP_DLMS | GSM | Feeder | 4684 | 205 | 11 KV MEDICAL TIE(MANEWADA) | 162521 | 11 KV MANEWADA
SND88662 | DLMS-Secure | 055 | TCPIP_DLMS | GSM | Feeder | 4684 | 210 | 11KV LADIKAR FEEDER | 164829 | VINKAR SS 33KV
X1306612 | DLMS-Secure | 055 | TCPIP_DLMS | GSM | Feeder | 4684 | 201 | 11 KV MANEWADA | 162521 | 11 KV MANEWADA
X1603032 | DLMS-Secure | 055 | TCPIP_DLMS | GSM | Feeder | 4684 | 209 | 11 KV MELPL | 164818 | 33 JATATRODI SUBSTATION
X1306623 | DLMS-Secure | 055 | TCPIP_DLMS | GSM | Feeder | 4684 | 203 | 11 KV S/STN XMER | 162521 | 11 KV MANEWADA
X1306614 | DLMS-Secure | 055 | TCPIP_DLMS | GSM | Feeder | 4684 | 204 | 11 KV ESI FEEDER | 162521 | 11 KV MANEWADA
07326124 | LnT | 053 | TCPIP_LNT | GSM | Feeder | 4684 | 205 | 11KV TRIF - I | 164818 | 33 JATATRODI SUBSTATION
07426661 | LnT | 053 | TCPIP_LNT | GSM | Feeder | 4684 | 206 | 11KV TRIF - II | 164818 | 33 JATATRODI SUBSTATION
XG457062 | DLMS-Secure | 055 | TCPIP_DLMS | GSM | Feeder | 4684 | 201 | 11 KV RELIANCE FRESH | 164859 | 33/11 KV JAIHIND SUBSTATION
X1306617 | DLMS-Secure | 055 | TCPIP_DLMS | GSM | Feeder | 4684 | 202 | 11 KV GREAT NAG ROAD | 162521 | 11 KV MANEWADA
08026490 | DLMS-Genus | 065 | TCPIP_DLMS | GSM | Feeder | 4684 | 206 | 11 KV VISHWAKARMA FEEDER | 164804 | 33KV MEDICAL S/S
08026479 | DLMS-Genus | 065 | TCPIP_DLMS | GSM | Feeder | 4684 | 202 | 11 KV MEDICAL TIE | 164804 | 33KV MEDICAL S/S
08026350 | DLMS-Genus | 065 | TCPIP_DLMS | GSM | Feeder | 4684 | 205 | 11 KV BHAGWAN NAGAR | 164804 | 33KV MEDICAL S/S
08026527 | DLMS-Genus | 065 | TCPIP_DLMS | GSM | Feeder | 4684 | 204 | 11 KV BABULKHEDA | 164804 | 33KV MEDICAL S/S
08026486 | DLMS-Genus | 065 | TCPIP_DLMS | GSM | Feeder | 4684 | 201 | 11 KV AJANI RAILWAY | 164804 | 33KV MEDICAL S/S
SND88668 | DLMS-Secure | 055 | TCPIP_DLMS | GSM | Feeder | 4684 | 211 | 11 KV MANGALDEEP FEEDER | 164829 | VINKAR SS 33KV
SND88644 | DLMS-Secure | 055 | TCPIP_DLMS | GSM | Feeder | 4684 | 204 | 11 KV SHATABDI | 164829 | VINKAR SS 33KV
SND88686 | DLMS-Secure | 055 | TCPIP_DLMS | GSM | Feeder | 4684 | 201 | 11 KV NARENDRA NAGAR | 164829 | VINKAR SS 33KV
ESN10077 | DLMS-Secure | 055 | TCPIP_DLMS | GSM | Feeder | 4684 | 201 | 11 KV UNTKHANA | 164818 | 33 JATATRODI SUBSTATION
SND88666 | DLMS-Secure | 055 | TCPIP_DLMS | GSM | Feeder | 4684 | 203 | 11 KV SHAHUNAGAR | 164829 | VINKAR SS 33KV
08026443 | DLMS-Genus | 065 | TCPIP_DLMS | GSM | Feeder | 4686 | 202 | NEW SUBHEDAR | 164808 | 33KV SUTGIRNI
ESN10150 | DLMS-Secure | 055 | TCPIP_DLMS | GSM | Feeder | 4686 | 207 | 11 KV RAGHUJI NAGAR | 164808 | 33KV SUTGIRNI
NS600014 | DLMS-Secure | 055 | TCPIP_DLMS | GSM | Feeder | 4686 | 209 | 11 KV CHITNIS NAGAR | 164827 | 33 KV NIRMAL NAGARI SUB-STATION
ESN10115 | DLMS-Secure | 055 | TCPIP_DLMS | GSM | Feeder | 4686 | 205 | 11 KV SS2 (NIRMAL NAGARI) | 164827 | 33 KV NIRMAL NAGARI SUB-STATION
ESN10110 | DLMS-Secure | 055 | TCPIP_DLMS | GSM | Feeder | 4686 | 204 | 11 KV SS1 (NIRMAL NAGARI) | 164827 | 33 KV NIRMAL NAGARI SUB-STATION
SND88693 | DLMS-Secure | 055 | TCPIP_DLMS | GSM | Feeder | 4686 | 403 | 11 KV MSPGCL | 164811 | 33 KV WATHODA
SND88609 | DLMS-Secure | 055 | TCPIP_DLMS | GSM | Feeder | 4686 | 401 | 33 KV NMC | 164811 | 33 KV WATHODA
ESN10125 | DLMS-Secure | 055 | TCPIP_DLMS | GSM | Feeder | 4686 | 210 | 11 KV SHASTRINAGAR FEEDER | 164811 | 33 KV WATHODA
ESN10070 | DLMS-Secure | 055 | TCPIP_DLMS | GSM | Feeder | 4686 | 202 | 11 KV INDUSTRIAL | 164811 | 33 KV WATHODA
ESN10124 | DLMS-Secure | 055 | TCPIP_DLMS | GSM | Feeder | 4686 | 209 | 11KV MAHALGAON(33KV WATHODA)SPARE | 164811 | 33 KV WATHODA
X0399121 | DLMS-Secure | 055 | TCPIP_DLMS | GSM | Feeder | 4872 | 202 | 11 KV DIGHORI | 167014 | 132 KV BESA
ESN10069 | DLMS-Secure | 055 | TCPIP_DLMS | GSM | Feeder | 4686 | 214 | 11 KV ANMOL NAGAR FEEDER | 164811 | 33 KV WATHODA
ESN10090 | DLMS-Secure | 055 | TCPIP_DLMS | GSM | Feeder | 4686 | 202 | 11 KV MAHAL 1 | 162502 | 33 KV OLD BAGADGANG
ESN10089 | DLMS-Secure | 055 | TCPIP_DLMS | GSM | Feeder | 4686 | 203 | SHUKRAWARI | 162502 | 33 KV OLD BAGADGANG
X1554265 | DLMS-Secure | 055 | TCPIP_DLMS | GSM | Feeder | 4686 | 201 | 11 KV HIWARI | 162501 | 11KV WATHODA S/S
X1554266 | DLMS-Secure | 055 | TCPIP_DLMS | GSM | Feeder | 4686 | 208 | 11 KV S/STN XMER | 162501 | 11KV WATHODA S/S
X1554267 | DLMS-Secure | 055 | TCPIP_DLMS | GSM | Feeder | 4686 | 206 | MODEL MILL | 162501 | 11KV WATHODA S/S
X1554236 | DLMS-Secure | 055 | TCPIP_DLMS | GSM | Feeder | 4686 | 205 | 11 KV MAHALGOAN | 162501 | 11KV WATHODA S/S
X1554268 | DLMS-Secure | 055 | TCPIP_DLMS | GSM | Feeder | 4686 | 207 | 11 KV DARSHAN COLONY (MANEWADA-I) | 162501 | 11KV WATHODA S/S
MSP55655 | DLMS-Secure | 055 | TCPIP_DLMS | GSM | Feeder | 4686 | 202 | 11 KV NIT COMPLEX | 164832 | 33/11 KV UMRED ROAD
17271467 | DLMS-LnT | 053 | TCPIP_DLMS | GSM | Feeder | 4872 | 205 | 11 KV MANEWADA 1 | 167014 | 132 KV BESA
03006940 | Genus | 065 | TCPIP_Genus | GSM | Feeder | 4686 | 209 | 11 KV CHITNISNAGAR FEEDER | 164808 | 33KV SUTGIRNI
03006740 | Genus | 065 | TCPIP_Genus | GSM | Feeder | 4686 | 204 | SHRIKRISHNA NAGAR | 164808 | 33KV SUTGIRNI
03006938 | Genus | 065 | TCPIP_Genus | GSM | Feeder | 4686 | 201 | UMRED ROAD | 164808 | 33KV SUTGIRNI
SPN40890 | DLMS-Secure | 055 | TCPIP_DLMS | GSM | Feeder | 4686 | 203 | OLD BAGADGANJ | 164832 | 33/11 KV UMRED ROAD
SPN40896 | Secure | 055 | TCPIP_Secure | GSM | Feeder | 4686 | 205 | SUBSTN X'MER | 164832 | 33/11 KV UMRED ROAD
SPN40917 | DLMS-Secure | 055 | TCPIP_DLMS | GSM | Feeder | 4686 | 208 | SHRIKURSHNA NAGAR FROM WATHODA | 164811 | 33 KV WATHODA
SPN40891 | DLMS-Secure | 055 | TCPIP_DLMS | GSM | Feeder | 4686 | 201 | 11KV AYURVEDIC COLLAGE | 164832 | 33/11 KV UMRED ROAD
SPN40947 | DLMS-Secure | 055 | TCPIP_DLMS | GSM | Feeder | 4686 | 208 | 11 KV LATA KISHAN 2 | 162502 | 33 KV OLD BAGADGANG
SPN40945 | DLMS-Secure | 055 | TCPIP_DLMS | GSM | Feeder | 4686 | 207 | K.D.K. | 162502 | 33 KV OLD BAGADGANG
SPN40893 | DLMS-Secure | 055 | TCPIP_DLMS | GSM | Feeder | 4686 | 205 | C A ROAD | 162502 | 33 KV OLD BAGADGANG
03006890 | Genus | 065 | TCPIP_Genus | GSM | Feeder | 4686 | 205 | 11 KV STN TMER | 164808 | 33KV SUTGIRNI
07043266 | LnT | 053 | TCPIP_LNT | GSM | Feeder | 4686 | 204 | 11 KV BIG BAZAR | 164811 | 33 KV WATHODA
SPN40948 | DLMS-Secure | 055 | TCPIP_DLMS | GSM | Feeder | 4686 | 206 | 11 KV GANESH NAGAR | 164832 | 33/11 KV UMRED ROAD
07426691 | LnT | 053 | TCPIP_LNT | GSM | Feeder | 4686 | 206 | 11 KV SHARDA CHOWK | 164808 | 33KV SUTGIRNI
SPN40944 | DLMS-Secure | 055 | TCPIP_DLMS | GSM | Feeder | 4686 | 201 | HIWARI | 162502 | 33 KV OLD BAGADGANG
X1554264 | DLMS-Secure | 055 | TCPIP_DLMS | GSM | Feeder | 4686 | 203 | MANEWADA II | 162501 | 11KV WATHODA S/S
08026501 | DLMS-Genus | 065 | TCPIP_DLMS | GSM | Feeder | 4686 | 203 | TAJBAG | 164808 | 33KV SUTGIRNI
ESN10142 | DLMS-Secure | 055 | TCPIP_DLMS | GSM | Feeder | 4686 | 203 | 11 KV NEW WATHODA (R.M.U.) | 164811 | 33 KV WATHODA
ESN10088 | DLMS-Secure | 055 | TCPIP_DLMS | GSM | Feeder | 4686 | 206 | 11 KV MAHAL II | 162502 | 33 KV OLD BAGADGANG
ESN10113 | DLMS-Secure | 055 | TCPIP_DLMS | GSM | Feeder | 4686 | 203 | SUB STATION FEEDER (NIMAL NAGRI) | 164827 | 33 KV NIRMAL NAGARI SUB-STATION
MSP55656 | DLMS-Secure | 055 | TCPIP_DLMS | GSM | Feeder | 4872 | 208 | 11 KV NEW SUBEDAR
MSP55627 | DLMS-Secure | 055 | TCPIP_DLMS | GSM | Feeder | 4872 | 209 | 11 KV HUDKESHWAR
04579617 | DLMS-Genus | 065 | TCPIP_DLMS | GSM | Feeder | 4872 | 210 | 11 KV TAJBAG
MSP55664 | DLMS-Secure | 055 | TCPIP_DLMS | GSM | Feeder | 4872 | 218 | 11 KV JANKINAGAR
X0399118 | DLMS-Secure | 055 | TCPIP_DLMS | GSM | Feeder | 4872 | 213 | 11 KV MAHALAXMI FEEDER | 167014 | 132 KV BESA
ESN10057 | DLMS-Secure | 055 | TCPIP_DLMS | GSM | Feeder | 4685 | 201 | 11 KV ST STAND I FROM MHADA | 162514 | 11 KV ST STAND SWITCHING
ESN10056 | DLMS-Secure | 055 | TCPIP_DLMS | GSM | Feeder | 4685 | 208 | 11 KV BESA(BAIDYANATH) FROM 11KV BESA SWITCHING | 162514 | 11 KV ST STAND SWITCHING
ESN10055 | DLMS-Secure | 055 | TCPIP_DLMS | GSM | Feeder | 4685 | 206 | 11 KV JATTARODI FROM JATTARODI SUBSTATION | 162514 | 11 KV ST STAND SWITCHING
XD489277 | DLMS-Secure | 055 | TCPIP_DLMS | GSM | Feeder | 4685 | 209 | 11KV GHAT ROAD | 162514 | 11 KV ST STAND SWITCHING
06604274 | LnT | 053 | TCPIP_LNT | GSM | Feeder | 4685 | 205 | 11 KV STATION (33 KV MODEL MIL | 164816 | 33/11KV MODEL MILL
07410702 | LnT | 053 | TCPIP_LNT | GSM | Feeder | 4685 | 203 | 11 KV MODEL MILL | 164831 | 33 KV GODREJ ANANDAM S/S
14078357 | LnT | 053 | TCPIP_LnT_9600 | GSM | Feeder | 4685 | 204 | 11KV MHADA-3 | 164842 | 33/11 KV MHADA SSTN
14078419 | LnT | 053 | TCPIP_LnT_9600 | GSM | Feeder | 4685 | 203 | 11 KV NAVBHARAT FROM MHADA | 164842 | 33/11 KV MHADA SSTN
14078328 | LnT | 053 | TCPIP_LnT_9600 | GSM | Feeder | 4685 | 206 | 11 KV DAVA BAZZAR FEEDER | 164842 | 33/11 KV MHADA SSTN
SPN40914 | DLMS-Secure | 055 | TCPIP_DLMS | GSM | Feeder | 4685 | 202 | T/F NO. 2 FEEDER | 162611 | 11KV OLD SHUKRAWARI SWITCHING
SPN40956 | DLMS-Secure | 055 | TCPIP_DLMS | GSM | Feeder | 4685 | 208 | 11 KV DAXINAMURTI FEEDER | 164816 | 33/11KV MODEL MILL
03006936 | Genus | 065 | TCPIP_Genus | GSM | Feeder | 4685 | 210 | 11KV GREAT NAG FROM STSTAND | 162514 | 11 KV ST STAND SWITCHING
03006964 | Genus | 065 | TCPIP_Genus | GSM | Feeder | 4685 | 211 | 11 KV GANESHPETH ( ST STAND SWS) | 162514 | 11 KV ST STAND SWITCHING
03006965 | Genus | 065 | TCPIP_Genus | GSM | Feeder | 4685 | 203 | 11KV NAVBHARAT ST STAND | 162514 | 11 KV ST STAND SWITCHING
SPN40928 | DLMS-Secure | 055 | TCPIP_DLMS | GSM | Feeder | 4685 | 205 | 11KV MODEL MILL INCOMING | 162611 | 11KV OLD SHUKRAWARI SWITCHING
03006626 | Genus | 065 | TCPIP_Genus | GSM | Feeder | 4685 | 204 | 11 KV MODEL MILL TAPPED FROM 11KV MODEL MILL FEEDE | 162514 | 11 KV ST STAND SWITCHING
06604275 | LnT | 053 | TCPIP_LNT | GSM | Feeder | 4685 | 204 | 11 KV MODEL MILL-FRM MMILL- | 164816 | 33/11KV MODEL MILL
06604492 | LnT | 053 | TCPIP_LNT | GSM | Feeder | 4685 | 206 | MAHAL - I FEEDER FROM MODEL MILL | 164816 | 33/11KV MODEL MILL
08026489 | DLMS-Genus | 065 | TCPIP_DLMS | GSM | Feeder | 4685 | 207 | 11KV SUBHASH ROAD | 162514 | 11 KV ST STAND SWITCHING
04579501 | DLMS-Genus | 065 | TCPIP_DLMS | GSM | Feeder | 4685 | 205 | 11 KV TULSHIBAG FEEDER | 164831 | 33 KV GODREJ ANANDAM S/S
04579494 | DLMS-Genus | 065 | TCPIP_DLMS | GSM | Feeder | 4685 | 204 | 11 KV ANANDAM WORLD CITY | 164831 | 33 KV GODREJ ANANDAM S/S
ESN10053 | DLMS-Secure | 055 | TCPIP_DLMS | GSM | Feeder | 4685 | 207 | 11 KV Empress City | 162605 | 11 KV EMPRESS CITY SWS
ESN10054 | DLMS-Secure | 055 | TCPIP_DLMS | GSM | Feeder | 4685 | 209 | 11 KV UG I & UG II FROM MODEL MILL | 162605 | 11 KV EMPRESS CITY SWS
ESN10071 | DLMS-Secure | 055 | TCPIP_DLMS | GSM | Feeder | 4685 | 201 | 11 KV ANANDAM-I FEEDER | 164831 | 33 KV GODREJ ANANDAM S/S
ESN10079 | DLMS-Secure | 055 | TCPIP_DLMS | GSM | Feeder | 4685 | 202 | 11 KV SANTRA MARKET | 162605 | 11 KV EMPRESS CITY SWS
ESN10081 | DLMS-Secure | 055 | TCPIP_DLMS | GSM | Feeder | 4685 | 201 | 11 KV NEW ENGLISH UG-1 | 162605 | 11 KV EMPRESS CITY SWS
ESN10080 | DLMS-Secure | 055 | TCPIP_DLMS | GSM | Feeder | 4685 | 203 | 11 KV REWARD FEEDER | 162605 | 11 KV EMPRESS CITY SWS
ESN10082 | DLMS-Secure | 055 | TCPIP_DLMS | GSM | Feeder | 4685 | 204 | 11 KV RAILWAYS FEEDER | 162605 | 11 KV EMPRESS CITY SWS
MSP55662 | DLMS-Secure | 055 | TCPIP_DLMS | GSM | Feeder | 4685 | 202 | 11 KV ANDANAM II | 164831 | 33 KV GODREJ ANANDAM S/S
ESN10068 | DLMS-Secure | 055 | TCPIP_DLMS | GSM | Feeder | 4685 | 205 | 11 KV K.S.L. FEEDER | 162605 | 11 KV EMPRESS CITY SWS
16197222 | DLMS-LnT | 053 | TCPIP_DLMS | GSM | Feeder | 1848 | 401 | 33 KV PARALAM GLOBAL | 294023 | 33 KV ARVI STN
X0401496 | DLMS-Secure | 055 | TCPIP_DLMS | GSM | Feeder | 1848 | 206 | 11 KV MANDLA GAOTHAN | 294036 | 33 /11 KV SARANGPURI ARVI SUB STATION
XD453949 | DLMS-Secure | 055 | TCPIP_DLMS | GSM | Feeder | 1848 | 205 | 11KV WALMIK WARD | 294023 | 33 KV ARVI STN
17272704 | DLMS-LnT | 053 | TCPIP_DLMS | GSM | Feeder | 1848 | 203 | 11 KV INDUSTRIAL FEEDER ARVI | 294036 | 33 /11 KV SARANGPURI ARVI SUB STATION
XB441412 | DLMS-Secure | 055 | TCPIP_DLMS | GSM | Feeder | 1848 | 201 | INDUSTRIAL-1 ARVI | 294023 | 33 KV ARVI STN
00467130 | DLMS-HPL | 076 | TCPIP_DLMS | GSM | Feeder | 1848 | 202 | 11 KV KHUBGAON GAOTHAN FEEDER | 294023 | 33 KV ARVI STN
11532514 | LnT | 053 | TCPIP_LnT_9600 | GSM | Feeder | 1848 | 205 | 11KV LOWER WARDHA EXPRESS FEEDER | 294002 | 33 KV ROHANA SUB STATION
17272634 | DLMS-LnT | 053 | TCPIP_DLMS | GSM | Feeder | 1848 | 206 | 11 KV SALDHARA GAOTHAN | 294002 | 33 KV ROHANA SUB STATION
XD453948 | DLMS-Secure | 055 | TCPIP_DLMS | GSM | Feeder | 1848 | 204 | 11 KV HAIBATPUR FEEDER | 294023 | 33 KV ARVI STN
17272714 | DLMS-LnT | 053 | TCPIP_DLMS | GSM | Feeder | 1848 | 205 | 11 KV SAWALAPUR GAOTHAN | 294036 | 33 /11 KV SARANGPURI ARVI SUB STATION
13078220 | LnT | 053 | TCPIP_LnT_9600 | GSM | Feeder | 1848 | 202 | 11 KV DEURWADA FEEDER | 294038 | 33/11 KV DEURWADA SUB STATION
13070622 | LnT | 053 | TCPIP_LnT_9600 | GSM | Feeder | 1848 | 201 | 11 KV SHIRPUR FEEDER | 294038 | 33/11 KV DEURWADA SUB STATION
17272633 | DLMS-LnT | 053 | TCPIP_DLMS | GSM | Feeder | 1848 | 202 | 11 KV DIGHI FEEDER | 294002 | 33 KV ROHANA SUB STATION
17272635 | DLMS-LnT | 053 | TCPIP_DLMS | GSM | Feeder | 1848 | 204 | 11 KV SORTA FEEDER | 294002 | 33 KV ROHANA SUB STATION
17272632 | DLMS-LnT | 053 | TCPIP_DLMS | GSM | Feeder | 1848 | 201 | 11 KV ROHONA FEEDER | 294002 | 33 KV ROHANA SUB STATION
17272636 | DLMS-LnT | 053 | TCPIP_DLMS | GSM | Feeder | 1848 | 203 | 11 KV BOTHALI FEEDER | 294002 | 33 KV ROHANA SUB STATION
17271226 | DLMS-LnT | 053 | TCPIP_DLMS | GSM | Feeder | 1848 | 202 | 11 KV TALEGAON FEEDER | 294036 | 33 /11 KV SARANGPURI ARVI SUB STATION
X0401484 | DLMS-Secure | 055 | TCPIP_DLMS | GSM | Feeder | 1848 | 204 | 11 KV WATHODA FEEDER | 294036 | 33 /11 KV SARANGPURI ARVI SUB STATION
X0401486 | DLMS-Secure | 055 | TCPIP_DLMS | GSM | Feeder | 1848 | 203 | 11 KV ARVI FEEDER (REST HOUSE) | 294023 | 33 KV ARVI STN
17271225 | DLMS-LnT | 053 | TCPIP_DLMS | GSM | Feeder | 1848 | 201 | 11 KV TOWN FEEDER ARVI | 294036 | 33 /11 KV SARANGPURI ARVI SUB STATION
00467138 | DLMS-HPL | 076 | TCPIP_DLMS | GSM | Feeder | 4377 | 203 | 11 KV BELORA | 294039 | 33 KV ANTORA S/STN
17272716 | DLMS-LnT | 053 | TCPIP_DLMS | GSM | Feeder | 4377 | 201 | 11 KV ANTORA | 294039 | 33 KV ANTORA S/STN
X1909521 | DLMS-Secure | 055 | TCPIP_DLMS | GSM | Feeder | 4377 | 201 | 11 KV MANIKWADA | 294006 | 33KV SAHUR
17272708 | DLMS-LnT | 053 | TCPIP_DLMS | GSM | Feeder | 4377 | 203 | 11 KV SARWADI | 294001 | 33KV ASHTI
17272709 | DLMS-LnT | 053 | TCPIP_DLMS | GSM | Feeder | 4377 | 204 | 11KV KHADKI | 294001 | 33KV ASHTI
17272707 | DLMS-LnT | 053 | TCPIP_DLMS | GSM | Feeder | 4377 | 202 | 11 KV ANTORA | 294001 | 33KV ASHTI
17272706 | DLMS-LnT | 053 | TCPIP_DLMS | GSM | Feeder | 4377 | 201 | 11 KV ASHTI FEEDER | 294001 | 33KV ASHTI
X1790647 | Secure | 055 | TCPIP_Secure | GSM | Feeder | 4377 | 205 | 11 KV TALEGAON GAOTHAN FEEDER | 297004 | 132 KV TALEGAON
X1909519 | Secure | 055 | TCPIP_DLMS | GSM | Feeder | 4377 | 203 | 11KV BORGAON FEEDER | 294006 | 33KV SAHUR
Q0853545 | DLMS-Secure | 055 | TCPIP_DLMS | GSM | Feeder | 4377 | 203 | 11 KV C-DET EXPRESS FEEDER | 297004 | 132 KV TALEGAON
20299568 | DLMS-LnT | 053 | TCPIP_DLMS | GSM | Feeder | 4377 | 201 | 11KV KAKADDHARA SOLAR | 294064 | 33/11 KV TALEGAON SUBSTATION
X1909504 | DLMS-Secure | 055 | TCPIP_DLMS | GSM | Feeder | 4377 | 202 | 11 KV WARDHMANERI | 297004 | 132 KV TALEGAON
17272703 | DLMS-LnT | 053 | TCPIP_DLMS | GSM | Feeder | 4377 | 204 | 11 KV W'MANERI GAOTHAN | 297004 | 132 KV TALEGAON
13546739 | DLMS-LnT | 053 | TCPIP_DLMS | GSM | Feeder | 4377 | 202 | 11 KV L.ARVI | 294039 | 33 KV ANTORA S/STN
X1909513 | Secure | 055 | TCPIP_Secure | GSM | Feeder | 4377 | 201 | 11 KV TALEGAON AG FEEDER | 297004 | 132 KV TALEGAON
X1909503 | DLMS-Secure | 055 | TCPIP_DLMS | GSM | Feeder | 4377 | 202 | 11 KV WADALA FEEDER | 294006 | 33KV SAHUR
00573500 | DLMS-HPL | 076 | TCPIP_DLMS | GSM | Feeder | 4379 | 211 | 11KV KARNATAKA RESCO ROOFTOP SOLAR II | 294003 | 33 KV KARANJA
X0399498 | DLMS-Secure | 055 | TCPIP_DLMS | GSM | Feeder | 4379 | 202 | 11 KV HETIKUNDI | 294035 | 33/11 KV HETIKUNDI
00573491 | DLMS-HPL | 076 | TCPIP_DLMS | GSM | Feeder | 4379 | 212 | 11KV KARNATAKA RESCO ROOFTOP SOLAR I | 294003 | 33 KV KARANJA
X0399507 | DLMS-Secure | 055 | TCPIP_DLMS | GSM | Feeder | 4379 | 201 | 11 KV KAJALI | 294035 | 33/11 KV HETIKUNDI
X0399499 | DLMS-Secure | 055 | TCPIP_DLMS | GSM | Feeder | 4379 | 203 | 11 KV BORI | 294035 | 33/11 KV HETIKUNDI
XB441411 | DLMS-Secure | 055 | TCPIP_DLMS | GSM | Feeder | 4379 | 204 | 11 KV AAROHI | 294034 | SAWALI (BK)
MSU10730 | Secure | 055 | TCPIP_Secure | GSM | Feeder | 4379 | 203 | 11 KV K'GRAM GAOTHAN | 294008 | 33KV KANMWARGRAM
MSP33728 | Secure | 055 | TCPIP_Secure | GSM | Feeder | 4379 | 202 | 11 KV RAJANI | 294034 | SAWALI (BK)
20299546 | DLMS-LnT | 053 | TCPIP_DLMS | GSM | Feeder | 4379 | 210 | 11KV KARANJA SOLAR | 294003 | 33 KV KARANJA
08026681 | DLMS-Genus | 065 | TCPIP_DLMS | GSM | Feeder | 4379 | 208 | 11 KV YENGAON | 294003 | 33 KV KARANJA
08026691 | DLMS-Genus | 065 | TCPIP_DLMS | GSM | Feeder | 4379 | 202 | 11 KV JUNAPANI FEEDER | 294003 | 33 KV KARANJA
XG438022 | DLMS-Secure | 055 | TCPIP_DLMS | GSM | Feeder | 4379 | 201 | 11KV AMBHORA | 294069 | 33KV SINDHIVIHIRI
X1909525 | DLMS-Secure | 055 | TCPIP_DLMS | GSM | Feeder | 4379 | 204 | 11 KV THANEGAON FEEDER | 294003 | 33 KV KARANJA
X1909512 | DLMS-Secure | 055 | TCPIP_DLMS | GSM | Feeder | 4379 | 209 | 11 KV DABHA 1 | 294003 | 33 KV KARANJA
17224101 | DLMS-LnT | 053 | TCPIP_DLMS | GSM | Feeder | 4379 | 203 | 11 KV DINSHAW FEEDER | 294003 | 33 KV KARANJA
17272623 | DLMS-LnT | 053 | TCPIP_DLMS | GSM | Feeder | 4379 | 205 | 11 KV NARA WW FEEDER | 294003 | 33 KV KARANJA
MSP33731 | Secure | 055 | TCPIP_Secure | GSM | Feeder | 4379 | 201 | 11 KV NARA FEEDER | 294026 | 33 KV NARA SUBSTATION
Y0320417 | DLMS-Secure | 055 | TCPIP_DLMS | GSM | Feeder | 4379 | 201 | 11 KV SARWADI | 294034 | SAWALI (BK)
MSP33732 | Secure | 055 | TCPIP_Secure | GSM | Feeder | 4379 | 203 | 11 KV SAWALI (BK) | 294034 | SAWALI (BK)
MSP33726 | Secure | 055 | TCPIP_Secure | GSM | Feeder | 4379 | 203 | 11 KV SAWARDOH FEEDER | 294026 | 33 KV NARA SUBSTATION
MSP33746 | Secure | 055 | TCPIP_Secure | GSM | Feeder | 4379 | 202 | 11 KV WAGHODA FEEDER | 294026 | 33 KV NARA SUBSTATION
17272625 | DLMS-LnT | 053 | TCPIP_DLMS | GSM | Feeder | 4379 | 201 | 11 KV KARANJA | 294003 | 33 KV KARANJA
17272624 | DLMS-LnT | 053 | TCPIP_DLMS | GSM | Feeder | 4379 | 206 | 11 KV ORIENTAL | 294003 | 33 KV KARANJA
08023399 | DLMS-Genus | 065 | TCPIP_DLMS | GSM | Feeder | 4379 | 207 | 11 KV CHANDEWANI | 294003 | 33 KV KARANJA
X0399503 | DLMS-Secure | 055 | TCPIP_DLMS | GSM | Feeder | 4379 | 204 | 11 KV NANDORA FEEDER | 294008 | 33KV KANMWARGRAM
X0399506 | DLMS-Secure | 055 | TCPIP_DLMS | GSM | Feeder | 4379 | 205 | 11 KV B Y AGRO EXPRESS FEEDER | 294008 | 33KV KANMWARGRAM
X0399505 | DLMS-Secure | 055 | TCPIP_DLMS | GSM | Feeder | 4379 | 201 | 11 KV K'GRAM AG FEEDER | 294008 | 33KV KANMWARGRAM
X0399504 | DLMS-Secure | 055 | TCPIP_DLMS | GSM | Feeder | 4379 | 202 | 11KV SINDVIHARI | 294008 | 33KV KANMWARGRAM
X1909514 | DLMS-Secure | 055 | TCPIP_DLMS | GSM | Feeder | 4380 | 203 | 11 KV BRAMHANWADA FEEDER | 294009 | 33 KV PIMPALKHUTA SUB STN
X1909524 | DLMS-Secure | 055 | TCPIP_DLMS | GSM | Feeder | 4380 | 206 | 11 KV PIMPALKHUTHA FEEDER | 294009 | 33 KV PIMPALKHUTA SUB STN
13062983 | LnT | 053 | TCPIP_LnT_9600 | GSM | Feeder | 4380 | 204 | SHIVSAI COTSPIN EXPRESS FEEDER | 294005 | 33 KV KHARANGANA
17272692 | DLMS-LnT | 053 | TCPIP_DLMS | GSM | Feeder | 4380 | 204 | 11 KV DAIRY | 294009 | 33 KV PIMPALKHUTA SUB STN
23006344 | DLMS-LnT | 053 | TCPIP_DLMS | GSM | Feeder | 4380 | 403 | 33KV PARALAM GLOBAL SOLAR | 294009 | 33 KV PIMPALKHUTA SUB STN
09137516 | LnT | 053 | TCPIP_LnT_9600 | GSM | Feeder | 4380 | 202 | 11 KV KHARANAGANA FEEDER | 294005 | 33 KV KHARANGANA
17272688 | DLMS-LnT | 053 | TCPIP_DLMS | GSM | Feeder | 4380 | 206 | 11 KV SHREERAM KRUPA EXPRESS FEEDER | 294005 | 33 KV KHARANGANA
17272691 | DLMS-LnT | 053 | TCPIP_DLMS | GSM | Feeder | 4380 | 205 | 11 KV TARODA FEEDER | 294009 | 33 KV PIMPALKHUTA SUB STN
17272689 | DLMS-LnT | 053 | TCPIP_DLMS | GSM | Feeder | 4380 | 202 | 11 KV WADHONA FEEDER | 294009 | 33 KV PIMPALKHUTA SUB STN
17272690 | DLMS-LnT | 053 | TCPIP_DLMS | GSM | Feeder | 4380 | 207 | 11 KV HIWARA | 294009 | 33 KV PIMPALKHUTA SUB STN
17272687 | DLMS-LnT | 053 | TCPIP_DLMS | GSM | Feeder | 4380 | 205 | 11 KV MALEGAON THEKA FEEDER | 294005 | 33 KV KHARANGANA
X1909518 | DLMS-Secure | 055 | TCPIP_DLMS | GSM | Feeder | 4380 | 201 | 11 KV TALEGAON -R- FEEDER | 294009 | 33 KV PIMPALKHUTA SUB STN
17272686 | DLMS-LnT | 053 | TCPIP_DLMS | GSM | Feeder | 4380 | 201 | 11 kV Anji+Masod | 294005 | 33 KV KHARANGANA
XB434322 | DLMS-Secure | 055 | TCPIP_DLMS | GSM | Feeder | 4380 | 203 | 11 KV PANWADI FEEDER | 294005 | 33 KV KHARANGANA
XD453925 | DLMS-Secure | 055 | TCPIP_DLMS | GSM | Feeder | 1881 | 203 | 11KV HARIRAM NAGAR | 294054 | 33/11 KV EKLASPUR(PULGAON NEW)
12626428 | DLMS-LnT | 053 | TCPIP_DLMS | GSM | Feeder | 1881 | 204 | C.A.D. | 294033 | 33/11 KV PULGAON SUB-STATION
17272629 | DLMS-LnT | 053 | TCPIP_DLMS | GSM | Feeder | 1881 | 203 | GUNJKHEDA/PULGAON TOWN II | 294037 | 33/11 KV GUNJKHEDA SUBSTATION
MSE76022 | Secure | 055 | TCPIP_Secure | GSM | Feeder | 1881 | 209 | 11 KV VPF AG | 294033 | 33/11 KV PULGAON SUB-STATION
MSE76004 | Secure | 055 | TCPIP_Secure | GSM | Feeder | 1881 | 208 | 11 KV NACHANGAON TOWN | 294033 | 33/11 KV PULGAON SUB-STATION
00309486 | DLMS-HPL | 076 | TCPIP_DLMS | GSM | Feeder | 1881 | 205 | PULGAON TOWN | 294033 | 33/11 KV PULGAON SUB-STATION
17272627 | DLMS-LnT | 053 | TCPIP_DLMS | GSM | Feeder | 1881 | 201 | LAXMINARAYNPUR/KURZADI | 294037 | 33/11 KV GUNJKHEDA SUBSTATION
17272630 | DLMS-LnT | 053 | TCPIP_DLMS | GSM | Feeder | 1881 | 202 | HIWARA/PULGAON TOWN I | 294037 | 33/11 KV GUNJKHEDA SUBSTATION
17272672 | DLMS-LnT | 053 | TCPIP_DLMS | GSM | Feeder | 1881 | 206 | 11 KV NACHANGAON GAOTHAN | 294033 | 33/11 KV PULGAON SUB-STATION
03006112 | Genus | 065 | TCPIP_Genus | GSM | Feeder | 1881 | 202 | 11 KV ROHANI AG FEEDER | 294007 | 33/11 KV VIJAYGOPAL
03003414 | Genus | 065 | TCPIP_Genus | GSM | Feeder | 1881 | 202 | VPF GAOTHAN | 294033 | 33/11 KV PULGAON SUB-STATION
00467105 | DLMS-HPL | 076 | TCPIP_DLMS | GSM | Feeder | 1881 | 210 | 11 KV KAWATHA GAOTHAN | 294033 | 33/11 KV PULGAON SUB-STATION
Y0345248 | DLMS-Secure | 055 | TCPIP_DLMS | GSM | Feeder | 1881 | 201 | P.C.MILL | 294033 | 33/11 KV PULGAON SUB-STATION
08026101 | DLMS-Genus | 065 | TCPIP_DLMS | GSM | Feeder | 1881 | 205 | 11 KV INZALA GAOTHAN FEEDER | 294007 | 33/11 KV VIJAYGOPAL
08023391 | DLMS-Genus | 065 | TCPIP_DLMS | GSM | Feeder | 1881 | 202 | 11 KV RASULABAD AG FEEDER | 294018 | 33/11 KV VIRUL SUB STN
03006146 | Genus | 065 | TCPIP_Genus | GSM | Feeder | 1881 | 207 | MEDICAL | 294033 | 33/11 KV PULGAON SUB-STATION
X1909515 | DLMS-Secure | 055 | TCPIP_DLMS | GSM | Feeder | 1881 | 203 | 11 KV INZALA AG | 294007 | 33/11 KV VIJAYGOPAL
X1909502 | DLMS-Secure | 055 | TCPIP_DLMS | GSM | Feeder | 1881 | 204 | 11KV VIJAYGOPAL GAOTHAN FEEDER | 294007 | 33/11 KV VIJAYGOPAL
X1909506 | DLMS-Secure | 055 | TCPIP_DLMS | GSM | Feeder | 1881 | 201 | 11 KV VIJAYGOPAL AG FEEDER | 294007 | 33/11 KV VIJAYGOPAL
08026669 | DLMS-Genus | 065 | TCPIP_DLMS | GSM | Feeder | 1881 | 204 | 11 KV RASULABAD GAOTHAN | 294018 | 33/11 KV VIRUL SUB STN
08026107 | DLMS-Genus | 065 | TCPIP_DLMS | GSM | Feeder | 1881 | 402 | 33 KV PC Mill | 297009 | 132KV PULGAON S/S
Y0292711 | DLMS-Secure | 055 | TCPIP_DLMS | GSM | Feeder | 1881 | 201 | 11 KV VIRUL AG FEEDER | 294018 | 33/11 KV VIRUL SUB STN
17272721 | DLMS-LnT | 053 | TCPIP_DLMS | GSM | Feeder | 1881 | 203 | 11 KV NACHANGAON AG | 294033 | 33/11 KV PULGAON SUB-STATION
XD453919 | DLMS-Secure | 055 | TCPIP_DLMS | GSM | Feeder | 1881 | 201 | 11KV EKLASPUR AG | 294054 | 33/11 KV EKLASPUR(PULGAON NEW)
XD453958 | DLMS-Secure | 055 | TCPIP_DLMS | GSM | Feeder | 1881 | 202 | 11KV SHIVAJI COLONY | 294054 | 33/11 KV EKLASPUR(PULGAON NEW)
XD453920 | DLMS-Secure | 055 | TCPIP_DLMS | GSM | Feeder | 1881 | 204 | 11KV DAHEGAON AG | 294054 | 33/11 KV EKLASPUR(PULGAON NEW)
XD453943 | DLMS-Secure | 055 | TCPIP_DLMS | GSM | Feeder | 1881 | 205 | 11KV DAHEGAON GAOTHAN | 294054 | 33/11 KV EKLASPUR(PULGAON NEW)
X1484522 | DLMS-Secure | 055 | TCPIP_DLMS | GSM | Feeder | 1830 | 204 | 11 KV TELANGKHEDI FEEDER | 294050 | 33/11 KV SUBSTATION HINGANGHAT
X1197245 | DLMS-Secure | 055 | TCPIP_DLMS | GSM | Feeder | 1830 | 207 | 11 KV TOWN FEEDER | 294050 | 33/11 KV SUBSTATION HINGANGHAT
12627161 | DLMS-LnT | 053 | TCPIP_DLMS | GSM | Feeder | 1830 | 206 | 11 KV INDUSTRIAL-II | 294050 | 33/11 KV SUBSTATION HINGANGHAT
12627606 | DLMS-LnT | 053 | TCPIP_DLMS | GSM | Feeder | 1830 | 405 | 33 KV GIMATEX | 294050 | 33/11 KV SUBSTATION HINGANGHAT
09137597 | LnT | 053 | TCPIP_LnT_9600 | GSM | Feeder | 1830 | 208 | 11 KV APMC FEEDER | 294050 | 33/11 KV SUBSTATION HINGANGHAT
XG438062 | DLMS-Secure | 055 | TCPIP_DLMS | GSM | Feeder | 1830 | 201 | 11KV MHADA FEEDER | 294062 | 33/11KV PIMPALGAON SUBSTATION
X1197243 | DLMS-Secure | 055 | TCPIP_DLMS | GSM | Feeder | 1830 | 209 | 11 KV RESTHOUSE | 294050 | 33/11 KV SUBSTATION HINGANGHAT
XG438064 | DLMS-Secure | 055 | TCPIP_DLMS | GSM | Feeder | 1830 | 202 | 11KV GOVT HOSPITAL FEEDER | 294062 | 33/11KV PIMPALGAON SUBSTATION
XG438065 | DLMS-Secure | 055 | TCPIP_DLMS | GSM | Feeder | 1830 | 203 | PIMPALGAON FEEDER | 294062 | 33/11KV PIMPALGAON SUBSTATION
X1197242 | DLMS-Secure | 055 | TCPIP_DLMS | GSM | Feeder | 1830 | 205 | 11KV IND-1 FEEDER | 294050 | 33/11 KV SUBSTATION HINGANGHAT
XG438063 | DLMS-Secure | 055 | TCPIP_DLMS | GSM | Feeder | 1830 | 206 | YASHODA INDUSTRIAL FEEDER | 294062 | 33/11KV PIMPALGAON SUBSTATION
X1197241 | DLMS-Secure | 055 | TCPIP_DLMS | GSM | Feeder | 1830 | 210 | 11 KV BUS STAND FEEDER | 294050 | 33/11 KV SUBSTATION HINGANGHAT
X1197237 | DLMS-Secure | 055 | TCPIP_DLMS | GSM | Feeder | 1830 | 201 | 11 KV MOHTA FEEDER | 294050 | 33/11 KV SUBSTATION HINGANGHAT
XG438041 | DLMS-Secure | 055 | TCPIP_DLMS | GSM | Feeder | 1830 | 204 | ADARSH NAGAR | 294062 | 33/11KV PIMPALGAON SUBSTATION
X1284479 | DLMS-Secure | 055 | TCPIP_DLMS | GSM | Feeder | 4373 | 203 | 11KV BAMBARDA FEEDER | 294066 | 33/11 KV SHEKAPUR SUBSTATION
17054912 | DLMS-LnT | 053 | TCPIP_DLMS | GSM | Feeder | 4373 | 401 | 33 KV GIMATEX OG FROM VELA SS | 294063 | 33/11KV INTEGRATED TEXTILE PARK (HITPL) SUBSTATION
X1284443 | DLMS-Secure | 055 | TCPIP_DLMS | GSM | Feeder | 4373 | 202 | 11KV KOLHI FEEDER | 294066 | 33/11 KV SHEKAPUR SUBSTATION
X1284460 | DLMS-Secure | 055 | TCPIP_DLMS | GSM | Feeder | 4373 | 201 | 11KV KHEKDI FEEDER | 294066 | 33/11 KV SHEKAPUR SUBSTATION
X1909527 | DLMS-Secure | 055 | TCPIP_DLMS | GSM | Feeder | 4373 | 401 | 33 KV VISHWATRIVENI COTSPIN | 294060 | 33/11 KV SONEGAON(DHOTRA)
Y0322558 | DLMS-Secure | 055 | TCPIP_DLMS | GSM | Feeder | 4373 | 205 | 11KV AJANSARA FEEDER | 294011 | 33/11 KV PIPERI S/STN
17054924 | DLMS-LnT | 053 | TCPIP_DLMS | GSM | Feeder | 4373 | 202 | 11 KV SHYAMBABA | 294063 | 33/11KV INTEGRATED TEXTILE PARK (HITPL) SUBSTATION
17272699 | DLMS-LnT | 053 | TCPIP_DLMS | GSM | Feeder | 4373 | 203 | 11 KV SONEGAON AG | 294030 | 33/11 KV WANI KUTKI S/Stn
17272698 | DLMS-LnT | 053 | TCPIP_DLMS | GSM | Feeder | 4373 | 202 | 11 KV SONEGAON GAOTHAN | 294030 | 33/11 KV WANI KUTKI S/Stn
17272682 | DLMS-LnT | 053 | TCPIP_DLMS | GSM | Feeder | 4373 | 207 | TALEGAON GAOTHAN | 294060 | 33/11 KV SONEGAON(DHOTRA)
XB441258 | DLMS-Secure | 055 | TCPIP_DLMS | GSM | Feeder | 4373 | 207 | 11 KV NEW TEMBHA FEEDER | 294011 | 33/11 KV PIPERI S/STN
X0399501 | DLMS-Secure | 055 | TCPIP_DLMS | GSM | Feeder | 4373 | 203 | 11 KV WADNER GAOTHAN | 294011 | 33/11 KV PIPERI S/STN
08023393 | DLMS-Genus | 065 | TCPIP_DLMS | GSM | Feeder | 4373 | 209 | 11 KV DHANORA AG | 294060 | 33/11 KV SONEGAON(DHOTRA)
X0853559 | DLMS-Secure | 055 | TCPIP_DLMS | GSM | Feeder | 4373 | 201 | 11KV TALEGAON AG | 294060 | 33/11 KV SONEGAON(DHOTRA)
X0853560 | DLMS-Secure | 055 | TCPIP_DLMS | GSM | Feeder | 4373 | 206 | 11KV INZALA AG | 294060 | 33/11 KV SONEGAON(DHOTRA)
X0853558 | DLMS-Secure | 055 | TCPIP_DLMS | GSM | Feeder | 4373 | 204 | 11 KV BHUGAON AG | 294060 | 33/11 KV SONEGAON(DHOTRA)
17054914 | DLMS-LnT | 053 | TCPIP_DLMS | GSM | Feeder | 4373 | 201 | 11KV TEXTILE PARK FEEDER | 294063 | 33/11KV INTEGRATED TEXTILE PARK (HITPL) SUBSTATION
12627607 | DLMS-LnT | 053 | TCPIP_DLMS | GSM | Feeder | 4373 | 204 | 11 KV SIRUD AG | 294030 | 33/11 KV WANI KUTKI S/Stn
17272676 | DLMS-LnT | 053 | TCPIP_DLMS | GSM | Feeder | 4373 | 206 | 11KV WAGHOLI GAOTHAN | 294022 | 33/11 KV AJANTI S/STN.
08026098 | DLMS-Genus | 065 | TCPIP_DLMS | GSM | Feeder | 4373 | 201 | 11 KV POHANA | 294011 | 33/11 KV PIPERI S/STN
17272717 | DLMS-LnT | 053 | TCPIP_DLMS | GSM | Feeder | 4373 | 208 | 11 KV AURA EXPRESS FEEDER | 294060 | 33/11 KV SONEGAON(DHOTRA)
X1378230 | DLMS-Secure | 055 | TCPIP_DLMS | GSM | Feeder | 4373 | 402 | 33 KV Out Going K.B. Board | 294022 | 33/11 KV AJANTI S/STN.
X0401494 | DLMS-Secure | 055 | TCPIP_DLMS | GSM | Feeder | 4373 | 204 | 11 KV TIWASADI FEEDER | 294066 | 33/11 KV SHEKAPUR SUBSTATION
XB441257 | DLMS-Secure | 055 | TCPIP_DLMS | GSM | Feeder | 4373 | 206 | 11 KV SIRASGAON FEEDER | 294011 | 33/11 KV PIPERI S/STN
17272700 | DLMS-LnT | 053 | TCPIP_DLMS | GSM | Feeder | 4373 | 205 | 11 KV SIRUD GAOTHAN | 294030 | 33/11 KV WANI KUTKI S/Stn
17272701 | DLMS-LnT | 053 | TCPIP_DLMS | GSM | Feeder | 4373 | 206 | 11 KV BORGAON INDUSTRIAL | 294030 | 33/11 KV WANI KUTKI S/Stn
17272681 | DLMS-LnT | 053 | TCPIP_DLMS | GSM | Feeder | 4373 | 205 | 11 KV CHAMBARGAON AG | 294060 | 33/11 KV SONEGAON(DHOTRA)
17272680 | DLMS-LnT | 053 | TCPIP_DLMS | GSM | Feeder | 4373 | 203 | 11 KV DHANORA GAOTHAN | 294060 | 33/11 KV SONEGAON(DHOTRA)
17272673 | DLMS-LnT | 053 | TCPIP_DLMS | GSM | Feeder | 4373 | 203 | 11 KV INDUSTRIAL | 294022 | 33/11 KV AJANTI S/STN.
17272675 | DLMS-LnT | 053 | TCPIP_DLMS | GSM | Feeder | 4373 | 201 | 11 KV MIDC | 294022 | 33/11 KV AJANTI S/STN.
MSE76012 | Secure | 055 | TCPIP_Secure | GSM | Feeder | 4373 | 202 | 11 KV KAPSI | 294017 | 33/11 KV KANGOAN S/STN
MSE76041 | Secure | 055 | TCPIP_Secure | GSM | Feeder | 4373 | 203 | 11 KV CHANKI | 294017 | 33/11 KV KANGOAN S/STN
X0494615 | DLMS-Secure | 055 | TCPIP_DLMS | GSM | Feeder | 4373 | 201 | 11 KV NEW ALLIPUR GAOTHAN | 294052 | 33/11 KV ALLPUR
00467122 | DLMS-HPL | 076 | TCPIP_DLMS | GSM | Feeder | 4373 | 209 | 11 KV YERALA INDUSTRIAL | 294011 | 33/11 KV PIPERI S/STN
17272674 | DLMS-LnT | 053 | TCPIP_DLMS | GSM | Feeder | 4373 | 202 | 11 KV CHICHGHAT AG | 294022 | 33/11 KV AJANTI S/STN.
XD413259 | DLMS-Secure | 055 | TCPIP_DLMS | GSM | Feeder | 4373 | 202 | 11 KV ALLIPUR AG | 294052 | 33/11 KV ALLPUR
17272702 | DLMS-LnT | 053 | TCPIP_DLMS | GSM | Feeder | 4373 | 207 | 11 KV WANI INDUSRIAL | 294030 | 33/11 KV WANI KUTKI S/Stn
X0494628 | DLMS-Secure | 055 | TCPIP_DLMS | GSM | Feeder | 4373 | 203 | 11 KV SIRASGAON GAOTHAN | 294052 | 33/11 KV ALLPUR
08026614 | DLMS-Genus | 065 | TCPIP_DLMS | GSM | Feeder | 4373 | 201 | 11 KV KHANGAON AG | 294017 | 33/11 KV KANGOAN S/STN
08026588 | DLMS-Genus | 065 | TCPIP_DLMS | GSM | Feeder | 4373 | 205 | 11 KV KHANGAON GAOTHAN | 294017 | 33/11 KV KANGOAN S/STN
12626845 | DLMS-LnT | 053 | TCPIP_DLMS | GSM | Feeder | 4373 | 204 | 11KV CHANKI GAOTHAN | 294017 | 33/11 KV KANGOAN S/STN
13546619 | DLMS-LnT | 053 | TCPIP_DLMS | GSM | Feeder | 4373 | 202 | 11 KV EKURLI AG | 294060 | 33/11 KV SONEGAON(DHOTRA)
MSU10736 | Secure | 055 | TCPIP_Secure | GSM | Feeder | 4373 | 204 | 11 KV CHICHGHAT GAOTHAN | 294022 | 33/11 KV AJANTI S/STN.
TN901246 | Secure | 055 | TCPIP_Secure | GSM | Feeder | 4373 | 201 | 11 KV TIRUPATI EXPRESS | 294030 | 33/11 KV WANI KUTKI S/Stn
MSE76021 | Secure | 055 | TCPIP_Secure | GSM | Feeder | 4373 | 202 | 11 KV SHEKAPUR | 294011 | 33/11 KV PIPERI S/STN
Y0345251 | DLMS-Secure | 055 | TCPIP_DLMS | GSM | Feeder | 4373 | 204 | 11 KV PAWANI AG | 294052 | 33/11 KV ALLPUR
00568138 | DLMS-HPL | 076 | TCPIP_DLMS | GSM | Feeder | 4373 | 209 | 11 KV KUTKI GAOTHAN | 294030 | 33/11 KV WANI KUTKI S/Stn
00381589 | DLMS-HPL | 076 | TCPIP_DLMS | GSM | Feeder | 4373 | 205 | 11 KV URBAN INDUSTRIAL | 294022 | 33/11 KV AJANTI S/STN.
MPU06610 | Secure | 055 | TCPIP_Secure | GSM | Feeder | 1864 | 206 | JSR and Gurukrupa express | 294012 | 33/11 KV KANDHALI S/STN
X0398755 | DLMS-Secure | 055 | TCPIP_DLMS | GSM | Feeder | 1864 | 205 | 11 KV WW FEEDER | 294025 | 33/11 Kv GIRAD
09137577 | LnT | 053 | TCPIP_LnT_9600 | GSM | Feeder | 1864 | 203 | 11 KV DAHEGAON GAOTHAN | 294004 | 33/11 KV SAMUDRAPUR S/STN
09137578 | LnT | 053 | TCPIP_LnT_9600 | GSM | Feeder | 1864 | 204 | 11kV Jamb AG Feeder | 294004 | 33/11 KV SAMUDRAPUR S/STN
MPU06586 | Secure | 055 | TCPIP_Secure | GSM | Feeder | 1864 | 202 | 11KV WAIGAON GOND AG FEEDER | 294004 | 33/11 KV SAMUDRAPUR S/STN
X0398758 | DLMS-Secure | 055 | NON_AMR_MODEM | GSM | Feeder | 1864 | 208 | WAIGAON HALDIYA AG | 294004 | 33/11 KV SAMUDRAPUR S/STN
13062919 | LnT | 053 | TCPIP_LnT_9600 | GSM | Feeder | 1864 | 202 | 11 kv Derda | 294045 | 33 KV MANDGAON
13070656 | LnT | 053 | TCPIP_LnT_9600 | GSM | Feeder | 1864 | 201 | 11 kv Mandgaon gaothan | 294045 | 33 KV MANDGAON
MSU10816 | Secure | 055 | TCPIP_Secure | GSM | Feeder | 1864 | 205 | 11KV WAIGAON HALDYA GAONTHAN FEEDE | 294004 | 33/11 KV SAMUDRAPUR S/STN
MSP12609 | Secure | 055 | TCPIP_Secure | GSM | Feeder | 1864 | 201 | 11 KV KANDHLI AG | 294012 | 33/11 KV KANDHALI S/STN
20299564 | DLMS-LnT | 053 | TCPIP_DLMS | GSM | Feeder | 1864 | 211 | 11 KV ESSL SOLAR | 294004 | 33/11 KV SAMUDRAPUR S/STN
17272646 | DLMS-LnT | 053 | TCPIP_DLMS | GSM | Feeder | 1864 | 203 | 11 kV Waksur Water Supply | 294012 | 33/11 KV KANDHALI S/STN
17272652 | DLMS-LnT | 053 | TCPIP_DLMS | GSM | Feeder | 1864 | 205 | 11 kv Kandhali gaothan feeder | 294012 | 33/11 KV KANDHALI S/STN
17272650 | DLMS-LnT | 053 | TCPIP_DLMS | GSM | Feeder | 1864 | 204 | 11 KV TAMBHARI GAOTHAN FEEDER | 294012 | 33/11 KV KANDHALI S/STN
17272640 | DLMS-LnT | 053 | TCPIP_DLMS | GSM | Feeder | 1864 | 201 | Girad new | 294025 | 33/11 Kv GIRAD
17272644 | DLMS-LnT | 053 | TCPIP_DLMS | GSM | Feeder | 1864 | 202 | Mohagaon | 294025 | 33/11 Kv GIRAD
17272643 | DLMS-LnT | 053 | TCPIP_DLMS | GSM | Feeder | 1864 | 203 | Dhondgaon | 294025 | 33/11 Kv GIRAD
XB434318 | DLMS-Secure | 055 | TCPIP_DLMS | GSM | Feeder | 1864 | 202 | 11 KV Kora | 294020 | 33/11KV SAKHARA
X0457468 | DLMS-Secure | 055 | TCPIP_DLMS | GSM | Feeder | 1864 | 210 | 11KV JAM MIDC -II | 294004 | 33/11 KV SAMUDRAPUR S/STN
08026386 | DLMS-Genus | 065 | TCPIP_DLMS | GSM | Feeder | 1864 | 209 | 11 KV JAM GAONTHAN FEEDER | 294004 | 33/11 KV SAMUDRAPUR S/STN
X0444750 | DLMS-Secure | 055 | TCPIP_DLMS | GSM | Feeder | 1864 | 208 | 11 KV NARAYANPUR GAOTHAN | 294040 | 33 / 11KV NANDORI S/TN
X0444731 | DLMS-Secure | 055 | TCPIP_DLMS | GSM | Feeder | 1864 | 209 | 11 KV ARAMBHA GAOTHAN | 294040 | 33 / 11KV NANDORI S/TN
X0444743 | DLMS-Secure | 055 | TCPIP_DLMS | GSM | Feeder | 1864 | 207 | 11 KV NANDORI GAOTHAN | 294040 | 33 / 11KV NANDORI S/TN
X0401487 | DLMS-Secure | 055 | TCPIP_DLMS | GSM | Feeder | 1864 | 204 | 11 KV KORA GAOTHAN | 294020 | 33/11KV SAKHARA
XB434320 | DLMS-Secure | 055 | TCPIP_DLMS | GSM | Feeder | 1864 | 201 | 11kV Girad | 294020 | 33/11KV SAKHARA
X0401482 | DLMS-Secure | 055 | TCPIP_DLMS | GSM | Feeder | 1864 | 201 | 11 kV Nandori | 294040 | 33 / 11KV NANDORI S/TN
X0401478 | DLMS-Secure | 055 | TCPIP_DLMS | GSM | Feeder | 1864 | 203 | 11 KV ARAMBHA | 294040 | 33 / 11KV NANDORI S/TN
X0401480 | DLMS-Secure | 055 | TCPIP_DLMS | GSM | Feeder | 1864 | 204 | 11 KV SAMUDRAPUR | 294040 | 33 / 11KV NANDORI S/TN
X0398760 | DLMS-Secure | 055 | TCPIP_DLMS | GSM | Feeder | 1864 | 207 | WAIGAON GOND GAOTHAN | 294004 | 33/11 KV SAMUDRAPUR S/STN
X0401483 | DLMS-Secure | 055 | TCPIP_DLMS | GSM | Feeder | 1864 | 202 | 11 KV NARAYANPUR | 294040 | 33 / 11KV NANDORI S/TN
X0398757 | DLMS-Secure | 055 | TCPIP_DLMS | GSM | Feeder | 1864 | 206 | 11kv Jamb MIDC Feeder | 294004 | 33/11 KV SAMUDRAPUR S/STN
X0401479 | DLMS-Secure | 055 | TCPIP_DLMS | GSM | Feeder | 1864 | 205 | 11 KV NAKODA INDUSTRIAL | 294040 | 33 / 11KV NANDORI S/TN
X0398756 | DLMS-Secure | 055 | TCPIP_DLMS | GSM | Feeder | 1864 | 201 | 11 kv Samudrapur town feeder | 294004 | 33/11 KV SAMUDRAPUR S/STN
17272641 | DLMS-LnT | 053 | TCPIP_DLMS | GSM | Feeder | 1864 | 203 | mangrul | 294020 | 33/11KV SAKHARA
X0401481 | DLMS-Secure | 055 | TCPIP_DLMS | GSM | Feeder | 1864 | 206 | 11 KV SAWALI WAGH | 294040 | 33 / 11KV NANDORI S/TN
13070658 | LnT | 053 | TCPIP_LnT_9600 | GSM | Feeder | 1864 | 203 | 11 kv KINGAON | 294045 | 33 KV MANDGAON
TN901317 | Secure | 055 | TCPIP_Secure | GSM | Feeder | 1864 | 401 | 33 KV LAL NALA LIFT IRRIGATION | 294020 | 33/11KV SAKHARA
MSP35531 | Secure | 055 | TCPIP_Secure | GSM | Feeder | 1864 | 204 | 11kv OG Express | 294025 | 33/11 Kv GIRAD
XB441413 | DLMS-Secure | 055 | TCPIP_DLMS | GSM | Feeder | 1864 | 202 | 11 KV TAMBHARI AG | 294012 | 33/11 KV KANDHALI S/STN
13550657 | DLMS-LnT | 053 | TCPIP_DLMS | GSM | Feeder | 1856 | 205 | 11 KV DAHEGAON | 294028 | 33/11 KV DEOLI SUBSTATION
XE474339 | DLMS-Secure | 055 | TCPIP_DLMS | GSM | Feeder | 1856 | 205 | 11 KV NAYRA FEEDER | 294042 | 33/11 KV Deoli MIDC Substation
17087902 | DLMS-LnT | 053 | TCPIP_DLMS | GSM | Feeder | 1856 | 207 | 11 KV KAJALSARA GAOTHAN | 294013 | 33KV BHIDI
X0398752 | DLMS-Secure | 055 | TCPIP_DLMS | GSM | Feeder | 1856 | 207 | 11 KV PADEGAON GAOTHAN FEEDER | 294028 | 33/11 KV DEOLI SUBSTATION
Y0345250 | DLMS-Secure | 055 | TCPIP_DLMS | GSM | Feeder | 1856 | 405 | 33 KV Mahalaxmi TMT Express Feeder | 297008 | 132 KV Deoli
17272658 | DLMS-LnT | 053 | TCPIP_DLMS | GSM | Feeder | 1856 | 202 | 11KV GAUL | 294032 | 33/11 KV ADEGAON SUBSTATION
X0853574 | DLMS-Secure | 055 | TCPIP_DLMS | GSM | Feeder | 1856 | 206 | 11 KV PGCL Express Feeder | 294028 | 33/11 KV DEOLI SUBSTATION
17271251 | DLMS-LnT | 053 | TCPIP_DLMS | GSM | Feeder | 1856 | 204 | 11 KV WATKHEDA | 294028 | 33/11 KV DEOLI SUBSTATION
XD540400 | DLMS-Secure | 055 | TCPIP_DLMS | GSM | Feeder | 1856 | 202 | 11 KV SONEGAON GAOTHAN | 294028 | 33/11 KV DEOLI SUBSTATION
17271249 | DLMS-LnT | 053 | TCPIP_DLMS | GSM | Feeder | 1856 | 410 | 33KV MURADGAON FEEDER | 297008 | 132 KV Deoli
X1431419 | DLMS-Secure | 055 | TCPIP_DLMS | GSM | Feeder | 1856 | 201 | 11KV FATTEPUR GAOTHAN | 294068 | 33/11 MURADGAON SUBSTATION
X1431431 | DLMS-Secure | 055 | TCPIP_DLMS | GSM | Feeder | 1856 | 203 | 11KV AAKOLI AG | 294068 | 33/11 MURADGAON SUBSTATION
X1431433 | DLMS-Secure | 055 | TCPIP_DLMS | GSM | Feeder | 1856 | 202 | 11KV FATTEPUR AG | 294068 | 33/11 MURADGAON SUBSTATION
14676305 | DLMS-LnT | 053 | TCPIP_DLMS | GSM | Feeder | 1856 | 202 | 11 KV Sarul(AG) | 294021 | 33/11 KV WAIGAON
17272664 | DLMS-LnT | 053 | TCPIP_DLMS | GSM | Feeder | 1856 | 205 | 11 KV Wabgaon Gaothan | 294013 | 33KV BHIDI
17272657 | DLMS-LnT | 053 | TCPIP_DLMS | GSM | Feeder | 1856 | 201 | 11KV GIROLI | 294032 | 33/11 KV ADEGAON SUBSTATION
17272668 | DLMS-LnT | 053 | TCPIP_DLMS | GSM | Feeder | 1856 | 203 | 11 KV MIDC No 2 | 294042 | 33/11 KV Deoli MIDC Substation
17272662 | DLMS-LnT | 053 | TCPIP_DLMS | GSM | Feeder | 1856 | 203 | 11KV ADEGOAN | 294032 | 33/11 KV ADEGAON SUBSTATION
17272666 | DLMS-LnT | 053 | TCPIP_DLMS | GSM | Feeder | 1856 | 202 | 11 KV SHIRPUR (AG) | 294013 | 33KV BHIDI
17272665 | DLMS-LnT | 053 | TCPIP_DLMS | GSM | Feeder | 1856 | 201 | 11 KV BHIDI (AG) | 294013 | 33KV BHIDI
17272718 | DLMS-LnT | 053 | TCPIP_DLMS | GSM | Feeder | 1856 | 201 | 11 KV Deoli Town No 1 | 294028 | 33/11 KV DEOLI SUBSTATION
17272683 | DLMS-LnT | 053 | TCPIP_DLMS | GSM | Feeder | 1856 | 203 | 11 KV Aajgaon Gaothan Feeder | 294021 | 33/11 KV WAIGAON
MSU10808 | Secure | 055 | TCPIP_Secure | GSM | Feeder | 1856 | 203 | 11 KV Bhidi Gaothan | 294013 | 33KV BHIDI
17272667 | DLMS-LnT | 053 | TCPIP_DLMS | GSM | Feeder | 1856 | 201 | 11 KV Deoli Town No 2 | 294042 | 33/11 KV Deoli MIDC Substation
17272669 | DLMS-LnT | 053 | TCPIP_DLMS | GSM | Feeder | 1856 | 202 | 11 KV MIDC No 1 | 294042 | 33/11 KV Deoli MIDC Substation
X2139173 | DLMS-Secure | 055 | TCPIP_DLMS | GSM | Feeder | 1856 | 401 | 33 KV AARICA EXPRESS FEEDER | 294021 | 33/11 KV WAIGAON
03006338 | Genus | 065 | TCPIP_Genus | GSM | Feeder | 1856 | 204 | 11 KV SANSKAR AGRO | 294021 | 33/11 KV WAIGAON
MSU10811 | Secure | 055 | TCPIP_Secure | GSM | Feeder | 1856 | 204 | 11 KV Shirpur Gaothan | 294013 | 33KV BHIDI
MSP33727 | Secure | 055 | TCPIP_DLMS | GSM | Feeder | 1856 | 205 | AAJGAON AG | 294021 | 33/11 KV WAIGAON
Y0320416 | DLMS-Secure | 055 | TCPIP_DLMS | GSM | Feeder | 1856 | 206 | WABGAON AG | 294013 | 33KV BHIDI
00467407 | DLMS-HPL | 076 | TCPIP_DLMS | GSM | Feeder | 1856 | 201 | 11 KV Waigaon | 294021 | 33/11 KV WAIGAON
12629282 | DLMS-LnT | 053 | TCPIP_DLMS | GSM | Feeder | 1856 | 203 | 11 KV NAGZIRI | 294028 | 33/11 KV DEOLI SUBSTATION
08023400 | DLMS-Genus | 065 | TCPIP_DLMS | GSM | Feeder | 3808 | 202 | 11 KV LLOYDS W/W EXPRESS | 294029 | 33/11 KV SELOO
X0398751 | DLMS-Secure | 055 | TCPIP_DLMS | GSM | Feeder | 3808 | 209 | 11 ASOLA (AG FEEDER.) | 294031 | 33/11 KV SELDOH
08023401 | DLMS-Genus | 065 | TCPIP_DLMS | GSM | Feeder | 3808 | 204 | 11 KV REHKI | 294029 | 33/11 KV SELOO
17272685 | DLMS-LnT | 053 | TCPIP_DLMS | GSM | Feeder | 3808 | 201 | 11 KV MEL AG | 294031 | 33/11 KV SELDOH
X0401495 | DLMS-Secure | 055 | TCPIP_DLMS | GSM | Feeder | 3808 | 205 | 11 KV MEL | 294031 | 33/11 KV SELDOH
08024197 | DLMS-Genus | 065 | TCPIP_DLMS | GSM | Feeder | 3808 | 201 | 11 KV SINDI RURAL | 294024 | 33/11 KV SINDI(RLY)
XE419868 | DLMS-Secure | 055 | TCPIP_DLMS | GSM | Feeder | 3808 | 207 | 11 KV NIRMAL GINNING | 294029 | 33/11 KV SELOO
XH407115 | DLMS-Secure | 055 | TCPIP_DLMS | GSM | Feeder | 3808 | 208 | AFCON EXPRESS FEEDER | 294029 | 33/11 KV SELOO
13546609 | DLMS-LnT | 053 | TCPIP_DLMS | GSM | Feeder | 3808 | 205 | 11 KV SINDI URBAN-II | 294024 | 33/11 KV SINDI(RLY)
12627162 | DLMS-LnT | 053 | TCPIP_DLMS | GSM | Feeder | 3808 | 204 | 11 KV PALASGAON AG | 294024 | 33/11 KV SINDI(RLY)
08023408 | DLMS-Genus | 065 | TCPIP_DLMS | GSM | Feeder | 3808 | 203 | 11 KV Yelakeli Express | 294029 | 33/11 KV SELOO
08023398 | DLMS-Genus | 065 | TCPIP_DLMS | GSM | Feeder | 3808 | 201 | 11 KV SELOO | 294029 | 33/11 KV SELOO
08023407 | DLMS-Genus | 065 | TCPIP_DLMS | GSM | Feeder | 3808 | 201 | 11 KV BORI | 294043 | 33/11 KV HINGNI
08023396 | DLMS-Genus | 065 | TCPIP_DLMS | GSM | Feeder | 3808 | 202 | 11 KV SALAI | 294043 | 33/11 KV HINGNI
08023392 | DLMS-Genus | 065 | TCPIP_DLMS | GSM | Feeder | 3808 | 203 | 11 KV HINGNI-2 | 294043 | 33/11 KV HINGNI
17272647 | DLMS-LnT | 053 | TCPIP_DLMS | GSM | Feeder | 3808 | 210 | 11 KV ASOLA (GAOTHAN) | 294031 | 33/11 KV SELDOH
17272651 | DLMS-LnT | 053 | TCPIP_DLMS | GSM | Feeder | 3808 | 203 | 11 KV DAHEGAON GAOTHAN | 294031 | 33/11 KV SELDOH
17272653 | DLMS-LnT | 053 | TCPIP_DLMS | GSM | Feeder | 3808 | 207 | 11 KV KELZAR AG | 294031 | 33/11 KV SELDOH
17272655 | DLMS-LnT | 053 | TCPIP_DLMS | GSM | Feeder | 3808 | 204 | 11 KV SINDI RLY GAOTHAN | 294031 | 33/11 KV SELDOH
17272654 | DLMS-LnT | 053 | TCPIP_DLMS | GSM | Feeder | 3808 | 202 | 11 KV KELZAR GAOTHAN | 294031 | 33/11 KV SELDOH
17272648 | DLMS-LnT | 053 | TCPIP_DLMS | GSM | Feeder | 3808 | 206 | 11 KV SINDI RLY AG | 294031 | 33/11 KV SELDOH
15003671 | LnT | 053 | TCPIP_LnT_9600 | GSM | Feeder | 3808 | 204 | 11 KV SARVADNY EXPRESS | 294043 | 33/11 KV HINGNI
08024196 | DLMS-Genus | 065 | TCPIP_DLMS | GSM | Feeder | 3808 | 203 | 11 KV SINDI URBAN | 294024 | 33/11 KV SINDI(RLY)
12627158 | DLMS-LnT | 053 | TCPIP_DLMS | GSM | Feeder | 3808 | 208 | 11 KV DAHEGAON AG | 294031 | 33/11 KV SELDOH
08026393 | DLMS-Genus | 065 | TCPIP_DLMS | GSM | Feeder | 3808 | 202 | 11 KV SINDI (RLY) AG | 294024 | 33/11 KV SINDI(RLY)
XG437252 | DLMS-Secure | 055 | TCPIP_DLMS | GSM | Feeder | 3808 | 204 | 11 KV DAHEGAON GOSAVI GAOTHAN FEEDER | 294070 | 33/11 KV BONDSULA SUBSTATION
X1603044 | DLMS-Secure | 055 | TCPIP_DLMS | GSM | Feeder | 3808 | 203 | 11 KV JUNONA AG FEEDER | 294070 | 33/11 KV BONDSULA SUBSTATION
X1603007 | DLMS-Secure | 055 | TCPIP_DLMS | GSM | Feeder | 3808 | 201 | 11 KV BONDSULA GAOTHAN FEEDER | 294070 | 33/11 KV BONDSULA SUBSTATION
X1603058 | DLMS-Secure | 055 | TCPIP_DLMS | GSM | Feeder | 3808 | 202 | 11 KV BONDSULA AG FEEDER | 294070 | 33/11 KV BONDSULA SUBSTATION
X1603005 | DLMS-Secure | 055 | TCPIP_DLMS | GSM | Feeder | 3808 | 203 | 11 KV ZADASHI FEEDER | 294067 | 33/11KV ZADSHI SUBSTATION
X1603022 | DLMS-Secure | 055 | TCPIP_DLMS | GSM | Feeder | 3808 | 201 | 11 KV JUWADI FEEDER | 294067 | 33/11KV ZADSHI SUBSTATION
X1603008 | DLMS-Secure | 055 | TCPIP_DLMS | GSM | Feeder | 3808 | 202 | 11 KV HIWARA FEEDER | 294067 | 33/11KV ZADSHI SUBSTATION
X1603093 | DLMS-Secure | 055 | TCPIP_DLMS | GSM | Feeder | 3808 | 209 | 11 KV SUKALI FEEDER | 294029 | 33/11 KV SELOO
X2000736 | DLMS-Secure | 055 | TCPIP_DLMS | GSM | Feeder | 3808 | 205 | IPCA EXPRESS FEEDER | 294043 | 33/11 KV HINGNI
X1947470 | DLMS-Secure | 055 | TCPIP_DLMS | GSM | Feeder | 3808 | 211 | BOTHARA EXPRESS FEEDER | 294031 | 33/11 KV SELDOH
08023386 | DLMS-Genus | 065 | TCPIP_DLMS | GSM | Feeder | 3808 | 206 | 11 KV HINGNI | 294029 | 33/11 KV SELOO
X2117558 | DLMS-Secure | 055 | TCPIP_DLMS | GSM | Feeder | 4371 | 206 | 11 KV YERANGAON SINGLE PHASING | 294016 | 33KV MADNI
X2117542 | DLMS-Secure | 055 | TCPIP_DLMS | GSM | Feeder | 4371 | 201 | 11 KV KARANJI | 294016 | 33KV MADNI
X0494617 | DLMS-Secure | 055 | TCPIP_DLMS | GSM | Feeder | 4371 | 203 | 11 KV SAWALI AG FEEDER | 294051 | 33/11 KV TARODA SUB STATION
X0494616 | DLMS-Secure | 055 | TCPIP_DLMS | GSM | Feeder | 4371 | 202 | 11KV TARODA AG FEEDER | 294051 | 33/11 KV TARODA SUB STATION
X0494614 | DLMS-Secure | 055 | TCPIP_DLMS | GSM | Feeder | 4371 | 201 | 11 KV TARODA GAOTHAN FEEDER | 294051 | 33/11 KV TARODA SUB STATION
12626935 | DLMS-LnT | 053 | TCPIP_DLMS | GSM | Feeder | 4371 | 204 | 11 KV SAMTA NAGAR | 294049 | 33 KV BORGAON
17272638 | DLMS-LnT | 053 | TCPIP_DLMS | GSM | Feeder | 4371 | 203 | 11 KV MEDICAL | 294015 | 33/11 KV SAWANGI (M)
17272637 | DLMS-LnT | 053 | TCPIP_DLMS | GSM | Feeder | 4371 | 202 | 11 KV SAWANGI GAOTHAN | 294015 | 33/11 KV SAWANGI (M)
17272639 | DLMS-LnT | 053 | TCPIP_DLMS | GSM | Feeder | 4371 | 201 | 11 KV PALLOTI | 294015 | 33/11 KV SAWANGI (M)
17272660 | DLMS-LnT | 053 | TCPIP_DLMS | GSM | Feeder | 4371 | 204 | 11 KV YERANGAON GAOTHAN | 294016 | 33KV MADNI
14089147 | LnT | 053 | TCPIP_LnT_9600 | GSM | Feeder | 4371 | 202 | 11 KV KHARANGANA GODE GAOTHAN | 294044 | 33/11 KV KHARANGANA-GODE
14089101 | LnT | 053 | TCPIP_LnT_9600 | GSM | Feeder | 4371 | 201 | 11 KV KHARANGANA GODE AG | 294044 | 33/11 KV KHARANGANA-GODE
14089167 | LnT | 053 | TCPIP_LnT_9600 | GSM | Feeder | 4371 | 203 | 11 KV JAIPUR AG ( OLD HAMDAPUR AG) | 294044 | 33/11 KV KHARANGANA-GODE
MSB02839 | Secure | 055 | TCPIP_Secure | GSM | Feeder | 4371 | 201 | 11 KV BARBADI & LOYYDS AG | 294049 | 33 KV BORGAON
X2117561 | DLMS-Secure | 055 | TCPIP_DLMS | GSM | Feeder | 4371 | 203 | 11 KV DINDODA | 294016 | 33KV MADNI
X2117562 | DLMS-Secure | 055 | TCPIP_DLMS | GSM | Feeder | 4371 | 202 | 11 KV TARODA SINGLE PHASING | 294016 | 33KV MADNI
X1246873 | DLMS-Secure | 055 | TCPIP_DLMS | GSM | Feeder | 4371 | 203 | 11 kv Borgaon Gaothan | 294049 | 33 KV BORGAON
X1246852 | DLMS-Secure | 055 | TCPIP_DLMS | GSM | Feeder | 4371 | 202 | 11 KV LONSAWALI | 294049 | 33 KV BORGAON
00310349 | DLMS-HPL | 076 | TCPIP_DLMS | GSM | Feeder | 4371 | 205 | 11 KV DHOTRA(AG) | 294015 | 33/11 KV SAWANGI (M)
04579830 | DLMS-Genus | 065 | TCPIP_DLMS | GSM | Feeder | 4371 | 207 | 11 kv Siyaram Fibers Express | 294016 | 33KV MADNI
08026099 | DLMS-Genus | 065 | TCPIP_DLMS | GSM | Feeder | 4371 | 205 | 11KV SELUKATE MIXED RURAL SHEDEBLE FDR | 294049 | 33 KV BORGAON
X0363011 | DLMS-Secure | 055 | TCPIP_DLMS | GSM | Feeder | 4371 | 207 | 11 kv Siyaram Fibers Express | 294016 | 33KV MADNI
17272659 | DLMS-LnT | 053 | TCPIP_DLMS | GSM | Feeder | 4371 | 205 | 11Kv Dindoda-1 | 294016 | 33KV MADNI
10009061 | LnT | 053 | TCPIP_LnT_9600 | GSM | Feeder | 4371 | 206 | 11 KV TOWN 06 | 294049 | 33 KV BORGAON
08026395 | DLMS-Genus | 065 | TCPIP_DLMS | GSM | Feeder | 4371 | 206 | SALOD GAOTHAN | 294015 | 33/11 KV SAWANGI (M)
00310348 | DLMS-HPL | 076 | TCPIP_DLMS | GSM | Feeder | 4371 | 204 | 11 KV JAMTHA AG | 294015 | 33/11 KV SAWANGI (M)
17272678 | DLMS-LnT | 053 | TCPIP_DLMS | GSM | Feeder | 4372 | 205 | 11 KV Mandwa(G) | 294010 | 33 KV ANJI
X0401489 | DLMS-Secure | 055 | TCPIP_DLMS | GSM | Feeder | 4372 | 204 | 11 KV PAWNAR GAOTHAN | 294041 | 33/11 KV DATTAPUR
X0401490 | DLMS-Secure | 055 | TCPIP_DLMS | GSM | Feeder | 4372 | 203 | 11 KV DATTAPUR | 294041 | 33/11 KV DATTAPUR
08026396 | DLMS-Genus | 065 | TCPIP_DLMS | GSM | Feeder | 4372 | 206 | 11 KV WAIFUD FEEDER | 294014 | 33/11 KV Waifad
00467397 | DLMS-HPL | 076 | TCPIP_DLMS | GSM | Feeder | 4372 | 207 | 11 KV Kamptee(G) | 294010 | 33 KV ANJI
00310335 | DLMS-HPL | 076 | TCPIP_DLMS | GSM | Feeder | 4372 | 202 | 11 KV KURZADI AG | 294014 | 33/11 KV Waifad
09137617 | LnT | 053 | TCPIP_LnT_9600 | GSM | Feeder | 4372 | 203 | 11 KV GAJANAN NAGAR | 294019 | 33KV PIPRI S/S
03003690 | Genus | 065 | TCPIP_Genus | GSM | Feeder | 4372 | 205 | 11 KV Sindhi (M) | 294019 | 33KV PIPRI S/S
16011626 | LnT | 053 | TCPIP_LnT_9600 | GSM | Feeder | 4372 | 203 | 11 KV AAMGAO AG | 294061 | 33/11 KV GIROLI SUB-STATION
17272679 | DLMS-LnT | 053 | TCPIP_DLMS | GSM | Feeder | 4372 | 208 | 11 KV ZADGAON(G) | 294010 | 33 KV ANJI
07326013 | LnT | 053 | TCPIP_LNT | GSM | Feeder | 4372 | 206 | 11 KV Yelakeli (G) | 294010 | 33 KV ANJI
09137618 | LnT | 053 | TCPIP_LnT_9600 | GSM | Feeder | 4372 | 202 | 11 KV NALWADI | 294019 | 33KV PIPRI S/S
07326005 | LnT | 053 | TCPIP_LNT | GSM | Feeder | 4372 | 204 | 11 KV ZADGAON( AG) | 294010 | 33 KV ANJI
MSB61626 | Secure | 055 | TCPIP_Secure | GSM | Feeder | 4372 | 201 | 11 KV TIGAON (AG) | 294014 | 33/11 KV Waifad
00467398 | DLMS-HPL | 076 | TCPIP_DLMS | GSM | Feeder | 4372 | 204 | KURZADI GAOTHAN | 294014 | 33/11 KV Waifad
X0401492 | DLMS-Secure | 055 | TCPIP_DLMS | GSM | Feeder | 4372 | 202 | 11 KV ALODI | 294041 | 33/11 KV DATTAPUR
X0401491 | DLMS-Secure | 055 | TCPIP_DLMS | GSM | Feeder | 4372 | 201 | 11 KV MAHAKAL | 294041 | 33/11 KV DATTAPUR
X0401488 | DLMS-Secure | 055 | TCPIP_DLMS | GSM | Feeder | 4372 | 205 | 11 KV PAWNAR (AG) | 294041 | 33/11 KV DATTAPUR
08023387 | DLMS-Genus | 065 | TCPIP_DLMS | GSM | Feeder | 4372 | 209 | 11 KV LANCO EXPRESS FEEDER | 294010 | 33 KV ANJI
08026398 | DLMS-Genus | 065 | TCPIP_DLMS | GSM | Feeder | 4372 | 203 | 11 KV TIGAON Gaothan | 294014 | 33/11 KV Waifad
13546608 | DLMS-LnT | 053 | TCPIP_DLMS | GSM | Feeder | 4372 | 203 | 11 KV KAMPTEE (AG) | 294010 | 33 KV ANJI
13546749 | DLMS-LnT | 053 | TCPIP_DLMS | GSM | Feeder | 4372 | 201 | 11 KV YELAKELI (AG) | 294010 | 33 KV ANJI
XD540401 | DLMS-Secure | 055 | TCPIP_DLMS | GSM | Feeder | 4372 | 202 | 11 KV MANDAWA (AG) | 294010 | 33 KV ANJI
16047700 | LnT | 053 | TCPIP_LnT_9600 | GSM | Feeder | 4372 | 201 | 11 KV GIROLI | 294061 | 33/11 KV GIROLI SUB-STATION
16047671 | LnT | 053 | TCPIP_LnT_9600 | GSM | Feeder | 4372 | 202 | 11 KV AKOLI | 294061 | 33/11 KV GIROLI SUB-STATION
03002228 | Genus | 065 | TCPIP_Genus | GSM | Feeder | 4372 | 204 | 11KV MJP WW EXP | 294019 | 33KV PIPRI S/S
09137619 | LnT | 053 | TCPIP_LnT_9600 | GSM | Feeder | 4372 | 201 | 11 KV PIPRI | 294019 | 33KV PIPRI S/S
13546742 | DLMS-LnT | 053 | TCPIP_DLMS | GSM | Feeder | 1813 | 202 | 11 KV DHUNIWALE MATH | 294053 | 33 KV WARDHA (KARLA CHOUK)
17272705 | DLMS-LnT | 053 | TCPIP_DLMS | GSM | Feeder | 1813 | 207 | 11 KV MHADA COLONEY | 294027 | 33 KV SEWAGRAM
14036259 | LnT | 053 | TCPIP_LnT_9600 | GSM | Feeder | 1813 | 206 | 11 KV CIRCLE OFFICE WARDHA | 294047 | 33 KV VIDYUT BHAVAN
MSD62098 | Secure | 055 | TCPIP_Secure | GSM | Feeder | 1813 | 206 | 11KV SEWAGRAM GAOTHAN | 294027 | 33 KV SEWAGRAM
17272715 | DLMS-LnT | 053 | TCPIP_DLMS | GSM | Feeder | 1813 | 203 | 11 KV SHIVAJI CHOWK | 294053 | 33 KV WARDHA (KARLA CHOUK)
14036311 | LnT | 053 | TCPIP_LnT_9600 | GSM | Feeder | 1813 | 203 | 11 KV RAM NAGAR | 294047 | 33 KV VIDYUT BHAVAN
12626844 | DLMS-LnT | 053 | TCPIP_DLMS | GSM | Feeder | 1813 | 207 | 11 KV SWAGAT COLONY | 294053 | 33 KV WARDHA (KARLA CHOUK)
00467125 | DLMS-HPL | 076 | TCPIP_DLMS | GSM | Feeder | 1813 | 208 | 11 KV DHANTOLI FEEDER | 294053 | 33 KV WARDHA (KARLA CHOUK)
13546621 | DLMS-LnT | 053 | TCPIP_DLMS | GSM | Feeder | 1813 | 206 | 11 KV KESHAV CITY | 294046 | 33/11 KV MHADA SUB STATION
13546662 | DLMS-LnT | 053 | TCPIP_DLMS | GSM | Feeder | 1813 | 208 | 11 KV VRIDHASHRAM FEEDER | 294046 | 33/11 KV MHADA SUB STATION
12626843 | DLMS-LnT | 053 | TCPIP_DLMS | GSM | Feeder | 1813 | 207 | 11 KV MIG QUARTER FEEDER | 294046 | 33/11 KV MHADA SUB STATION
17224099 | DLMS-LnT | 053 | TCPIP_DLMS | GSM | Feeder | 1813 | 203 | 11 KV SAI NAGAR | 294046 | 33/11 KV MHADA SUB STATION
14036319 | LnT | 053 | TCPIP_LnT_9600 | GSM | Feeder | 1813 | 202 | 11 KV SHIV NAGAR | 294047 | 33 KV VIDYUT BHAVAN
12626827 | DLMS-LnT | 053 | TCPIP_DLMS | GSM | Feeder | 1813 | 206 | 11 KV PUNJAB COLONY | 294053 | 33 KV WARDHA (KARLA CHOUK)
XE482576 | DLMS-Secure | 055 | TCPIP_DLMS | GSM | Feeder | 1813 | 209 | 11 KV F ZONE FEEDER | 294027 | 33 KV SEWAGRAM
XE482581 | DLMS-Secure | 055 | TCPIP_DLMS | GSM | Feeder | 1813 | 210 | 11 KV G ZONE FEEDER | 294027 | 33 KV SEWAGRAM
13546658 | DLMS-LnT | 053 | TCPIP_DLMS | GSM | Feeder | 1813 | 202 | 11 KV HIND NAGAR | 294046 | 33/11 KV MHADA SUB STATION
17272713 | DLMS-LnT | 053 | TCPIP_DLMS | GSM | Feeder | 1813 | 204 | 11 KV ITI ROAD FEEDER | 294053 | 33 KV WARDHA (KARLA CHOUK)
14033793 | LnT | 053 | TCPIP_LnT_9600 | GSM | Feeder | 1813 | 201 | 11 KV SMASHANGHAT | 294048 | 33/11 KV J. B. SCIENCE WARDHA
03006149 | Genus | 065 | TCPIP_Genus | GSM | Feeder | 1813 | 208 | 11 KV BAPURAO DESHMUKH SAH SUT GIRNI | 294027 | 33 KV SEWAGRAM
00380621 | DLMS-HPL | 076 | TCPIP_DLMS | GSM | Feeder | 1813 | 203 | 11 KV CIVIL LINE FEEDER | 294027 | 33 KV SEWAGRAM
14036321 | LnT | 053 | TCPIP_LnT_9600 | GSM | Feeder | 1813 | 201 | 11 KV VIDYUT BHAVAN - I | 294047 | 33 KV VIDYUT BHAVAN
14036268 | LnT | 053 | TCPIP_LnT_9600 | GSM | Feeder | 1813 | 204 | 11 KV VIDYUT BHAVAN - IV | 294047 | 33 KV VIDYUT BHAVAN
00380629 | DLMS-HPL | 076 | TCPIP_DLMS | GSM | Feeder | 1813 | 205 | 11 KV INDIRA SUT GIRINI FEEDER | 294027 | 33 KV SEWAGRAM
MSE16981 | Secure | 055 | TCPIP_Secure | GSM | Feeder | 1813 | 201 | 11KV SEWAGRAM AG NEW | 294027 | 33 KV SEWAGRAM
14033847 | LnT | 053 | TCPIP_LnT_9600 | GSM | Feeder | 1813 | 206 | 11 KV SNEHAL NAGAR | 294048 | 33/11 KV J. B. SCIENCE WARDHA
14033722 | LnT | 053 | TCPIP_LnT_9600 | GSM | Feeder | 1813 | 203 | 11 KV POST OFFICE | 294048 | 33/11 KV J. B. SCIENCE WARDHA
14017384 | LnT | 053 | TCPIP_LnT_9600 | GSM | Feeder | 1813 | 205 | 11 KV CIRCUIT HOUSE | 294048 | 33/11 KV J. B. SCIENCE WARDHA
03006148 | Genus | 065 | TCPIP_Genus | GSM | Feeder | 1813 | 204 | 11 KV ESSENTIAL FEEDER | 294027 | 33 KV SEWAGRAM
09137530 | LnT | 053 | TCPIP_LnT_9600 | GSM | Feeder | 1813 | 202 | 11KV KASTURBA HOSPITAL FEEDER | 294027 | 33 KV SEWAGRAM
14033674 | LnT | 053 | TCPIP_LnT_9600 | GSM | Feeder | 1813 | 202 | 11 KV ITWARA | 294048 | 33/11 KV J. B. SCIENCE WARDHA
MSP40645 | Secure | 055 | TCPIP_DLMS | GSM | Feeder | 5860 | 201 | 11KV LONI FEEDER | 214528 | 33/11 KV LONI BHAPKAR SSTN
17272419 | DLMS-LnT | 053 | TCPIP_DLMS | GSM | Feeder | 5860 | 202 | 11 KV kHARADWADI SINGLE PHASING | 214497 | 33 KV UNDAWADI (KP)
04575235 | DLMS-Genus | 065 | TCPIP_DLMS | GSM | Feeder | 5860 | 205 | 11 KV SAGOBACHI WADI (CRO TO SOM) | 214420 | 33/11 KV PANDARE S/STN
12626913 | DLMS-LnT | 053 | TCPIP_DLMS | GSM | Feeder | 5860 | 201 | 11 KV DHUMALWADI SINGLE PH. | 214420 | 33/11 KV PANDARE S/STN
17086785 | DLMS-LnT | 053 | TCPIP_DLMS | GSM | Feeder | 5860 | 201 | 11KV DORLEWADI AG | 214551 | 33/11 KV ZHARGADWADI SUBSTATION
17272570 | DLMS-LnT | 053 | TCPIP_DLMS | GSM | Feeder | 5860 | 202 | 11KV ZHARGADWADI GAVTHAN | 214551 | 33/11 KV ZHARGADWADI SUBSTATION
18205597 | DLMS-LnT | 053 | TCPIP_DLMS | GSM | Feeder | 5860 | 205 | 11KV BHAVANIMATA AG | 214551 | 33/11 KV ZHARGADWADI SUBSTATION
17272427 | DLMS-LnT | 053 | TCPIP_DLMS | GSM | Feeder | 5860 | 204 | 11KV PIMPLI GAVTHAN | 214551 | 33/11 KV ZHARGADWADI SUBSTATION
17272567 | DLMS-LnT | 053 | TCPIP_DLMS | GSM | Feeder | 5860 | 203 | 11KV LIMTEK AG | 214551 | 33/11 KV ZHARGADWADI SUBSTATION
00308348 | DLMS-HPL | 076 | NON_AMR_MODEM | GSM | Feeder | 5860 | 203 | 11 KV SHIRSUPHAL SINGLE PHASING | 214433 | 33/11 KV PARAWADI S/STN.
08025369 | DLMS-Genus | 065 | TCPIP_DLMS | GSM | Feeder | 5860 | 202 | 11 KV SAYAMBACHIWADI FEEDER | 214528 | 33/11 KV LONI BHAPKAR SSTN
00466593 | DLMS-HPL | 076 | TCPIP_DLMS | GSM | Feeder | 5860 | 204 | 11 KV PANDHRE SINGLE PH. | 214420 | 33/11 KV PANDARE S/STN
00466652 | DLMS-HPL | 076 | TCPIP_DLMS | GSM | Feeder | 5860 | 202 | 11 kKV KATEWADI (GFSS) | 214419 | 33/11 KV KATEWADI
00466656 | DLMS-HPL | 076 | TCPIP_DLMS | GSM | Feeder | 5860 | 206 | 11 KV GAWARKHOPAD AG | 214419 | 33/11 KV KATEWADI
00466657 | DLMS-HPL | 076 | TCPIP_DLMS | GSM | Feeder | 5860 | 205 | 11 KV INDUSTRIAL | 214419 | 33/11 KV KATEWADI
00466690 | DLMS-HPL | 076 | TCPIP_DLMS | GSM | Feeder | 5860 | 205 | 11 KV VENKTESHAVARA | 214433 | 33/11 KV PARAWADI S/STN.
00466702 | DLMS-HPL | 076 | TCPIP_DLMS | GSM | Feeder | 5860 | 204 | 11 KV NIMBODI SINGLE PHASING | 214433 | 33/11 KV PARAWADI S/STN.
00308300 | DLMS-HPL | 076 | TCPIP_DLMS | GSM | Feeder | 5860 | 202 | 11 KV DEULGAON SINGLE PHASING | 214423 | 33/11 KV JALGOAN S/STN
17272566 | DLMS-LnT | 053 | TCPIP_DLMS | GSM | Feeder | 5860 | 204 | 11 KV PANDHRE SINGLE PH. | 214420 | 33/11 KV PANDARE S/STN
13078233 | DLMS-LnT | 053 | TCPIP_DLMS | GSM | Feeder | 5860 | 202 | 11 KV DHAKALE SINGLE PH. | 214420 | 33/11 KV PANDARE S/STN
00466654 | DLMS-HPL | 076 | TCPIP_DLMS | GSM | Feeder | 5860 | 203 | 11 KV NIRGUDE | 214419 | 33/11 KV KATEWADI
00466655 | DLMS-HPL | 076 | TCPIP_DLMS | GSM | Feeder | 5860 | 207 | 11 KV MHASOBAWADI GAOTHAN | 214419 | 33/11 KV KATEWADI
X1947479 | DLMS-Secure | 055 | TCPIP_DLMS | GSM | Feeder | 5860 | 208 | 11KV SHIVSRUSHTI FEEDER | 214419 | 33/11 KV KATEWADI
00466509 | DLMS-HPL | 076 | TCPIP_DLMS | GSM | Feeder | 5860 | 205 | 11 KV KHANDAJ AG | 214425 | 33/11 KV PAHUNEWADI
00466508 | DLMS-HPL | 076 | TCPIP_DLMS | GSM | Feeder | 5860 | 204 | 11 KV 22 PHATA AG | 214425 | 33/11 KV PAHUNEWADI
00466506 | DLMS-HPL | 076 | TCPIP_DLMS | GSM | Feeder | 5860 | 202 | 11 KV SHARADANAGAR SINGLE PHASING | 214425 | 33/11 KV PAHUNEWADI
00466689 | DLMS-HPL | 076 | TCPIP_DLMS | GSM | Feeder | 5860 | 203 | 11 KV YELEWASTI SINGLE PHASING | 214425 | 33/11 KV PAHUNEWADI
00308946 | DLMS-HPL | 076 | TCPIP_DLMS | GSM | Feeder | 5860 | 201 | 11 KV MEKHALI GFSS | 214500 | 33/11 KV MEKHALI
00308958 | DLMS-HPL | 076 | TCPIP_DLMS | GSM | Feeder | 5860 | 204 | 11 KV NIRAWAGAJ GFSS | 214500 | 33/11 KV MEKHALI
MSB61845 | Secure | 055 | TCPIP_DLMS | GSM | Feeder | 5860 | 205 | 11KV KALAMBRAJ | 214542 | 33/11 KV BARAV NAGAR SUBSTATION
00466559 | DLMS-HPL | 076 | TCPIP_DLMS | GSM | Feeder | 5860 | 202 | 11 KV SHIRWALI SINGLE PHASING | 214441 | 33/11 SANGAVI S/STN
X0400421 | DLMS-Secure | 055 | TCPIP_DLMS | GSM | Feeder | 5860 | 204 | 11 KV NANDAN EXPRESS | 214472 | 33 KV MALEGAON (KH)
17272443 | DLMS-LnT | 053 | TCPIP_DLMS | GSM | Feeder | 5860 | 202 | 11 KV GHADAGEWADI AG | 214500 | 33/11 KV MEKHALI
17272459 | DLMS-LnT | 053 | TCPIP_DLMS | GSM | Feeder | 5860 | 205 | 11 KV PONDKULE SINGLE PHASING | 214441 | 33/11 SANGAVI S/STN
17272445 | DLMS-LnT | 053 | TCPIP_DLMS | GSM | Feeder | 5860 | 205 | 11 KV ZARGADWADI AG | 214500 | 33/11 KV MEKHALI
X0400438 | DLMS-Secure | 055 | TCPIP_DLMS | GSM | Feeder | 5860 | 201 | 11 KV PARWADI SINGLE PHASING | 214433 | 33/11 KV PARAWADI S/STN.
17272422 | DLMS-LnT | 053 | TCPIP_DLMS | GSM | Feeder | 5860 | 204 | 11 KV SONWADI AG | 214497 | 33 KV UNDAWADI (KP)
00466688 | DLMS-HPL | 076 | TCPIP_DLMS | GSM | Feeder | 5860 | 201 | 11 KV KARKHANA SINGLE PHASING | 214425 | 33/11 KV PAHUNEWADI
XC435190 | DLMS-Secure | 055 | TCPIP_DLMS | GSM | Feeder | 5860 | 204 | 11 KV HERITAGE | 214441 | 33/11 SANGAVI S/STN
00308349 | DLMS-HPL | 076 | TCPIP_DLMS | GSM | Feeder | 5860 | 202 | 11 KV KATPHAL SINGLE PHASIN | 214433 | 33/11 KV PARAWADI S/STN.
X2138930 | DLMS-Secure | 055 | TCPIP_DLMS | GSM | Feeder | 5860 | 201 | 11KV MEDAD GAOTHAN | 214074 | 33/11 KV MEDAD SUB-STATION
17272416 | DLMS-LnT | 053 | TCPIP_DLMS | GSM | Feeder | 5860 | 205 | 11 KV SABALEWADI AG | 214497 | 33 KV UNDAWADI (KP)
17272418 | DLMS-LnT | 053 | TCPIP_DLMS | GSM | Feeder | 5860 | 206 | 11 KV JARADWADI | 214497 | 33 KV UNDAWADI (KP)
17272415 | DLMS-LnT | 053 | TCPIP_DLMS | GSM | Feeder | 5860 | 201 | 11 KV SHIRSUPHAL SINGLE PHASING | 214491 | 33/11 KV SHIRSUPHAL
17272558 | DLMS-LnT | 053 | TCPIP_DLMS | GSM | Feeder | 5860 | 203 | 11 KV SONGAON AG | 214500 | 33/11 KV MEKHALI
XB441430 | DLMS-Secure | 055 | TCPIP_DLMS | GSM | Feeder | 5860 | 202 | 11 KV YAMAI AG | 214472 | 33 KV MALEGAON (KH)
08025363 | DLMS-Genus | 065 | TCPIP_DLMS | GSM | Feeder | 5860 | 205 | 11 KV SONPIRWADI SINGLE PHASING | 214423 | 33/11 KV JALGOAN S/STN
18017816 | DLMS-LnT | 053 | TCPIP_DLMS | GSM | Feeder | 5860 | 206 | 11 KV JALGAON (KP) SINGLE PHASING | 214423 | 33/11 KV JALGOAN S/STN
18086540 | DLMS-LnT | 053 | TCPIP_DLMS | GSM | Feeder | 5860 | 204 | 11 KV SYNBACHIWADI SINGLE PHASING | 214423 | 33/11 KV JALGOAN S/STN
17224025 | DLMS-LnT | 053 | TCPIP_DLMS | GSM | Feeder | 5860 | 201 | 11 KV KARAHATI SINGLE PHASING | 214423 | 33/11 KV JALGOAN S/STN
MSP52992 | DLMS-Secure | 055 | TCPIP_DLMS | GSM | Feeder | 5860 | 206 | 11KV GARMALA SINGLE PHASING | 214491 | 33/11 KV SHIRSUPHAL
MSP52990 | DLMS-Secure | 055 | TCPIP_DLMS | GSM | Feeder | 5860 | 205 | 11 KV TILEKARWASTI SINGLE PHASING | 214491 | 33/11 KV SHIRSUPHAL
MSP53707 | DLMS-Secure | 055 | TCPIP_DLMS | GSM | Feeder | 5860 | 204 | 11KV KARHATI FEEDER | 214528 | 33/11 KV LONI BHAPKAR SSTN
08025134 | DLMS-Genus | 065 | TCPIP_DLMS | GSM | Feeder | 5860 | 201 | KATEWADI (AG) | 214419 | 33/11 KV KATEWADI
08024788 | DLMS-Genus | 065 | TCPIP_DLMS | GSM | Feeder | 5860 | 203 | 11 KV UNDAWADI GFSS | 214497 | 33 KV UNDAWADI (KP)
X2138980 | DLMS-Secure | 055 | TCPIP_DLMS | GSM | Feeder | 5860 | 202 | 11KV BARHANPUR GAOTHAN | 214074 | 33/11 KV MEDAD SUB-STATION
X1014192 | DLMS-Secure | 055 | TCPIP_DLMS | GSM | Feeder | 5860 | 205 | 11 KV NIAM EXPRESS | 214472 | 33 KV MALEGAON (KH)
XB449656 | DLMS-Secure | 055 | TCPIP_DLMS | GSM | Feeder | 5860 | 203 | 11 KV ATOLEWASTI SINGLE PHASING | 214491 | 33/11 KV SHIRSUPHAL
XG437261 | DLMS-Secure | 055 | TCPIP_DLMS | GSM | Feeder | 5860 | 208 | 11KV JALGAON KP SOLAR KRUSHI VAHINI | 214423 | 33/11 KV JALGOAN S/STN
17086323 | DLMS-LnT | 053 | TCPIP_DLMS | GSM | Feeder | 5860 | 208 | 11 KV SHIV PURI FEEDER | 214420 | 33/11 KV PANDARE S/STN
XD453934 | DLMS-Secure | 055 | TCPIP_DLMS | GSM | Feeder | 5860 | 207 | 11KV ADT EXPRESS | 214472 | 33 KV MALEGAON (KH)
MSP53747 | DLMS-Secure | 055 | TCPIP_DLMS | GSM | Feeder | 5860 | 206 | 11 KKV BHIVAI | 214542 | 33/11 KV BARAV NAGAR SUBSTATION
MSP53746 | DLMS-Secure | 055 | TCPIP_DLMS | GSM | Feeder | 5860 | 203 | 11 KV PALSHI FEEDER | 214528 | 33/11 KV LONI BHAPKAR SSTN
MSP53719 | DLMS-Secure | 055 | TCPIP_DLMS | GSM | Feeder | 5860 | 201 | 11 KV SHIVGIRI FEEDER | 214542 | 33/11 KV BARAV NAGAR SUBSTATION
MSP53729 | DLMS-Secure | 055 | TCPIP_DLMS | GSM | Feeder | 5860 | 203 | 11 KV BHIKOBA NAGAR FEEDER | 214542 | 33/11 KV BARAV NAGAR SUBSTATION
17272420 | DLMS-LnT | 053 | TCPIP_DLMS | GSM | Feeder | 5860 | 201 | 11 KV KARKHEL SINGLE PHASING | 214497 | 33 KV UNDAWADI (KP)
17272414 | DLMS-LnT | 053 | TCPIP_DLMS | GSM | Feeder | 5860 | 202 | 11 KV GADIKHEL SINGLE PHASING | 214491 | 33/11 KV SHIRSUPHAL
00566858 | DLMS-HPL | 076 | TCPIP_DLMS | GSM | Feeder | 5860 | 207 | 11 KV SANGAVI SINGLE PHASING | 214441 | 33/11 SANGAVI S/STN
00308298 | DLMS-HPL | 076 | TCPIP_DLMS | GSM | Feeder | 5860 | 203 | 11 KV JALGAON SUPE GAVTHAN | 214423 | 33/11 KV JALGOAN S/STN
14007284 | LnT | 053 | TCPIP_DLMS | GSM | Feeder | 5860 | 203 | 11 KV BARAVNAGAR SINGLE PHASING | 214441 | 33/11 SANGAVI S/STN
14007271 | LnT | 053 | TCPIP_DLMS | GSM | Feeder | 5860 | 206 | 11 KV PATILWASTI SINGLE PHASING | 214441 | 33/11 SANGAVI S/STN
09205412 | LnT | 053 | TCPIP_DLMS | GSM | Feeder | 5860 | 201 | 11 KV SALOBA AG | 214472 | 33 KV MALEGAON (KH)
09205411 | LnT | 053 | TCPIP_DLMS | GSM | Feeder | 5860 | 203 | 11 KV NAGESHWAR GFSS | 214472 | 33 KV MALEGAON (KH)
14007125 | LnT | 053 | TCPIP_LnT_9600 | GSM | Feeder | 5860 | 203 | 11 KV MIDC FEEDER | 214420 | 33/11 KV PANDARE S/STN
MSP52987 | DLMS-Secure | 055 | TCPIP_DLMS | GSM | Feeder | 5860 | 204 | 11 KV PATILWASTI SINGLE PHASING | 214491 | 33/11 KV SHIRSUPHAL
X1294782 | DLMS-Secure | 055 | TCPIP_DLMS | GSM | Feeder | 5851 | 206 | 11KV DORSOGNA SWEETS | 214546 | 33KV/11KV G Block Bauli
X0494547 | DLMS-Secure | 055 | TCPIP_DLMS | GSM | Feeder | 5851 | 207 | 11KV MJP EXPRESS JALOCHI | 214506 | 33KV/11 KV BARAMATI CITY
X0402060 | DLMS-Secure | 055 | TCPIP_DLMS | GSM | Feeder | 5851 | 203 | 11KV C BLOCK | 214478 | 33/11 KV MIDC BARAMATI - II
X0398681 | DLMS-Secure | 055 | TCPIP_DLMS | GSM | Feeder | 5851 | 204 | 11KV DREAM PLAST | 214478 | 33/11 KV MIDC BARAMATI - II
12484507 | LnT | 053 | TCPIP_LnT_9600 | GSM | Feeder | 5851 | 201 | SHRIRAMNAGAR | 214506 | 33KV/11 KV BARAMATI CITY
00566837 | DLMS-HPL | 076 | TCPIP_DLMS | GSM | Feeder | 5851 | 202 | WATER SUPPLY MIDC | 214478 | 33/11 KV MIDC BARAMATI - II
MAB07961 | DLMS-Secure | 055 | TCPIP_DLMS | GSM | Feeder | 5851 | 414 | 33KV KALAYNI TRANSMISSION TECHNOLOGIES | 218024 | 220 KV BARAMATI
04016228 | DLMS-HPL | 076 | TCPIP_DLMS | GSM | Feeder | 5851 | 409 | IMSOFER | 218024 | 220 KV BARAMATI
13546947 | DLMS-LnT | 053 | TCPIP_DLMS | GSM | Feeder | 5851 | 202 | DATTAKRUPA ENGINEERING | 214477 | 33/11 KV TEXTILE PARK
00380546 | DLMS-HPL | 076 | TCPIP_DLMS | GSM | Feeder | 5851 | 202 | NAKA FOOTWEAR | 214414 | 33/11 KV MIDC NO. I BARAMATI
00466707 | DLMS-HPL | 076 | TCPIP_DLMS | GSM | Feeder | 5851 | 205 | KALYANI CORNER | 214414 | 33/11 KV MIDC NO. I BARAMATI
00466708 | DLMS-HPL | 076 | TCPIP_DLMS | GSM | Feeder | 5851 | 201 | PARAS -MIDC- | 214414 | 33/11 KV MIDC NO. I BARAMATI
00308853 | DLMS-HPL | 076 | TCPIP_DLMS | GSM | Feeder | 5851 | 201 | 11KV NISSAN ENGINEERING | 214478 | 33/11 KV MIDC BARAMATI - II
00309118 | DLMS-HPL | 076 | TCPIP_DLMS | GSM | Feeder | 5851 | 203 | GANESH MANDIR | 214414 | 33/11 KV MIDC NO. I BARAMATI
05049750 | DLMS-HPL | 076 | TCPIP_DLMS | GSM | Feeder | 5851 | 413 | 33KV GOVT.MEDICAL COLLEGE | 218024 | 220 KV BARAMATI
X0398846 | DLMS-Secure | 055 | TCPIP_DLMS | GSM | Feeder | 5851 | 306 | 22 KV SAWAL GFSS | 217009 | 132/22KV BARAMATI SS
X0398848 | DLMS-Secure | 055 | TCPIP_DLMS | GSM | Feeder | 5851 | 305 | 22 KV PANDARE GFSS | 217009 | 132/22KV BARAMATI SS
X0398849 | DLMS-Secure | 055 | TCPIP_DLMS | GSM | Feeder | 5851 | 307 | 22 KV ANJANGAON GFSS | 217009 | 132/22KV BARAMATI SS
12484317 | LnT | 053 | TCPIP_LnT_9600 | GSM | Feeder | 5851 | 202 | DESAI ESTATE | 214506 | 33KV/11 KV BARAMATI CITY
12484496 | LnT | 053 | TCPIP_LnT_9600 | GSM | Feeder | 5851 | 203 | ASHOKNAGAR | 214506 | 33KV/11 KV BARAMATI CITY
12484499 | LnT | 053 | TCPIP_LnT_9600 | GSM | Feeder | 5851 | 205 | KHANDOBANAGAR | 214506 | 33KV/11 KV BARAMATI CITY
12484432 | LnT | 053 | TCPIP_LnT_9600 | GSM | Feeder | 5851 | 206 | AVCHAT ESTATE | 214506 | 33KV/11 KV BARAMATI CITY
KA903146 | Secure | 055 | TCPIP_Secure | GSM | Feeder | 5851 | 205 | 11 KV JAINAKWADI AG | 214477 | 33/11 KV TEXTILE PARK
X0398847 | DLMS-Secure | 055 | TCPIP_DLMS | GSM | Feeder | 5851 | 301 | 22 KV PANDARE AG | 217009 | 132/22KV BARAMATI SS
X0400415 | DLMS-Secure | 055 | TCPIP_DLMS | GSM | Feeder | 5851 | 204 | RUI HOSPITAL | 214414 | 33/11 KV MIDC NO. I BARAMATI
X0398674 | DLMS-Secure | 055 | TCPIP_DLMS | GSM | Feeder | 5851 | 206 | 11KV SURYANAGARI | 214414 | 33/11 KV MIDC NO. I BARAMATI
X1095883 | DLMS-Secure | 055 | TCPIP_DLMS | GSM | Feeder | 5851 | 703 | 132KV DAIRY DYNAMIX | 218024 | 220 KV BARAMATI
X0399007 | DLMS-Secure | 055 | TCPIP_DLMS | GSM | Feeder | 5851 | 304 | 22 KV ANJANGAON AG | 217009 | 132/22KV BARAMATI SS
X0400435 | DLMS-Secure | 055 | TCPIP_DLMS | GSM | Feeder | 5851 | 201 | 11KV G BLOCK | 214546 | 33KV/11KV G Block Bauli
X0402049 | DLMS-Secure | 055 | TCPIP_DLMS | GSM | Feeder | 5851 | 202 | 11KV GOKUL DIAMOND | 214546 | 33KV/11KV G Block Bauli
X0398738 | DLMS-Secure | 055 | TCPIP_DLMS | GSM | Feeder | 5851 | 203 | 11KV AIRPORT | 214546 | 33KV/11KV G Block Bauli
X0402055 | DLMS-Secure | 055 | TCPIP_DLMS | GSM | Feeder | 5851 | 205 | 11KV Katfal Railway Station | 214546 | 33KV/11KV G Block Bauli
X0402040 | DLMS-Secure | 055 | TCPIP_DLMS | GSM | Feeder | 5851 | 204 | 11KV UNIVERSAL | 214546 | 33KV/11KV G Block Bauli
17272571 | DLMS-LnT | 053 | TCPIP_DLMS | GSM | Feeder | 5851 | 201 | GEETA TEXTILE | 214477 | 33/11 KV TEXTILE PARK
X0051128 | DLMS-Secure | 055 | TCPIP_DLMS | GSM | Feeder | 5894 | 203 | 11 KV DEVKARWASTI AG | 214537 | 33/11 KV BABHULGAON
17272432 | DLMS-LnT | 053 | TCPIP_DLMS | GSM | Feeder | 5894 | 205 | 11 KV KANDALGAON GFSS | 212004 | SWITCHING STATION INDAPUR
17272430 | DLMS-LnT | 053 | TCPIP_DLMS | GSM | Feeder | 5894 | 202 | 11 KV LAXMI FEEDER | 214504 | 33/11 kV Agoti
17272425 | DLMS-LnT | 053 | TCPIP_DLMS | GSM | Feeder | 5894 | 203 | 11 KV TALEMALA FEEDER | 214504 | 33/11 kV Agoti
17272440 | DLMS-LnT | 053 | TCPIP_DLMS | GSM | Feeder | 5894 | 203 | HINGANGAON | 214465 | 33 KV KANDALGAON
17272441 | DLMS-LnT | 053 | TCPIP_DLMS | GSM | Feeder | 5894 | 201 | KANDALGAON | 214465 | 33 KV KANDALGAON
17272436 | DLMS-LnT | 053 | TCPIP_DLMS | GSM | Feeder | 5894 | 205 | KANDALGAON GFSS | 214465 | 33 KV KANDALGAON
X0400432 | DLMS-Secure | 055 | TCPIP_DLMS | GSM | Feeder | 5894 | 206 | 11 kV Ramwadi Ag | 214502 | 33/11 KV Wadapuri
X0400433 | DLMS-Secure | 055 | TCPIP_DLMS | GSM | Feeder | 5894 | 204 | 11 kV Pingalewasti Ag | 214502 | 33/11 KV Wadapuri
X0400427 | DLMS-Secure | 055 | TCPIP_DLMS | GSM | Feeder | 5894 | 203 | 11 KV Wadapuri GFSS | 214502 | 33/11 KV Wadapuri
X0400431 | DLMS-Secure | 055 | TCPIP_DLMS | GSM | Feeder | 5894 | 202 | 11 KV KALTHAN GFSS | 212004 | SWITCHING STATION INDAPUR
X0398678 | DLMS-Secure | 055 | TCPIP_DLMS | GSM | Feeder | 5894 | 402 | 33KV ANANAD TECHNO | 214427 | 33/11 KV LONI(D) S/STN
17272455 | DLMS-LnT | 053 | TCPIP_DLMS | GSM | Feeder | 5894 | 203 | 11KV NHAVI | 214448 | 33/11 KV KALEWADI S/STN
17272453 | DLMS-LnT | 053 | TCPIP_DLMS | GSM | Feeder | 5894 | 201 | 11KV PALASDEO AG | 214448 | 33/11 KV KALEWADI S/STN
17272437 | DLMS-LnT | 053 | TCPIP_DLMS | GSM | Feeder | 5894 | 201 | KALTHAN | 214436 | 33/11 KV KALTHAN S/S
X0400430 | DLMS-Secure | 055 | TCPIP_DLMS | GSM | Feeder | 5894 | 401 | 33 KV SONAI | 214468 | 33/11KV Nimgaon Ketki
17272429 | DLMS-LnT | 053 | TCPIP_DLMS | GSM | Feeder | 5894 | 201 | KATI | 214426 | 33/11KV KATI S/STN
17223956 | DLMS-LnT | 053 | TCPIP_DLMS | GSM | Feeder | 5894 | 205 | BHODANI AG | 214505 | 33/11 kV REDANI SUBSTATION
17272438 | DLMS-LnT | 053 | TCPIP_DLMS | GSM | Feeder | 5894 | 204 | 11 KV LAKHEWADI | 214505 | 33/11 kV REDANI SUBSTATION
X0400428 | DLMS-Secure | 055 | TCPIP_DLMS | GSM | Feeder | 5894 | 202 | CHAKATI | 214439 | 33 KV NIR NIMGAON
12627241 | DLMS-LnT | 053 | TCPIP_DLMS | GSM | Feeder | 5894 | 202 | 11 KV BORATWADI AG | 214505 | 33/11 kV REDANI SUBSTATION
X0398861 | DLMS-Secure | 055 | TCPIP_DLMS | GSM | Feeder | 5894 | 405 | 33kv Bhatnimgaon LIS | 217046 | 132 KV BAWADA
X0051145 | DLMS-Secure | 055 | TCPIP_DLMS | GSM | Feeder | 5894 | 204 | 11 KV GAIKWADWASTI AG | 214537 | 33/11 KV BABHULGAON
MSP52995 | DLMS-Secure | 055 | TCPIP_DLMS | GSM | Feeder | 5894 | 204 | 11 KV GOLEWASTI FEEDER | 214504 | 33/11 kV Agoti
13546934 | DLMS-LnT | 053 | TCPIP_DLMS | GSM | Feeder | 5894 | 203 | 11 kV Nirnimgaon Ag | 214439 | 33 KV NIR NIMGAON
X0398672 | DLMS-Secure | 055 | TCPIP_DLMS | GSM | Feeder | 5894 | 204 | PUNKULWADI AG | 214466 | 33/11 KV BIJEWADI
08024786 | DLMS-Genus | 065 | TCPIP_DLMS | GSM | Feeder | 5894 | 205 | 11 KV IRRIGATION | 214448 | 33/11 KV KALEWADI S/STN
08024985 | DLMS-Genus | 065 | TCPIP_DLMS | GSM | Feeder | 5894 | 202 | 11KV RUI | 214448 | 33/11 KV KALEWADI S/STN
X0402056 | DLMS-Secure | 055 | TCPIP_DLMS | GSM | Feeder | 5894 | 202 | 11KV BORATEWADI NHAVI | 214527 | 33/11 KV MIDC, LONI DEOKAR
X0402051 | DLMS-Secure | 055 | TCPIP_DLMS | GSM | Feeder | 5894 | 204 | 11 KV KAUTHALI FEEDER | 214527 | 33/11 KV MIDC, LONI DEOKAR
X0398676 | DLMS-Secure | 055 | TCPIP_DLMS | GSM | Feeder | 5894 | 206 | 11 KV CMP FEEDER | 214527 | 33/11 KV MIDC, LONI DEOKAR
08023249 | DLMS-Genus | 065 | TCPIP_DLMS | GSM | Feeder | 5894 | 201 | 11KV PITKESHWER | 214468 | 33/11KV Nimgaon Ketki
08023255 | DLMS-Genus | 065 | TCPIP_DLMS | GSM | Feeder | 5894 | 207 | FADTARE | 214468 | 33/11KV Nimgaon Ketki
X0401346 | DLMS-Secure | 055 | TCPIP_DLMS | GSM | Feeder | 5894 | 202 | SHINDE WASTI | 214403 | 33/11KV BAWADA
XD447011 | DLMS-Secure | 055 | TCPIP_DLMS | GSM | Feeder | 5894 | 203 | 11 KV TONTECH FEEDER | 214527 | 33/11 KV MIDC, LONI DEOKAR
00566827 | DLMS-HPL | 076 | TCPIP_DLMS | GSM | Feeder | 5894 | 201 | 11 KV KHADI CRASHER | 214527 | 33/11 KV MIDC, LONI DEOKAR
18205598 | DLMS-LnT | 053 | TCPIP_DLMS | GSM | Feeder | 5894 | 202 | 11 KV Gokhali | 214502 | 33/11 KV Wadapuri
X1246867 | DLMS-Secure | 055 | TCPIP_DLMS | GSM | Feeder | 5894 | 206 | 11KV BHAWADI SHELARPATTA | 214427 | 33/11 KV LONI(D) S/STN
17223954 | DLMS-LnT | 053 | TCPIP_DLMS | GSM | Feeder | 5894 | 206 | 11 kV Bhagatwadi Ag | 214439 | 33 KV NIR NIMGAON
18205612 | DLMS-LnT | 053 | TCPIP_DLMS | GSM | Feeder | 5894 | 204 | KHAMKAR WASTI | 214403 | 33/11KV BAWADA
08025088 | DLMS-Genus | 065 | TCPIP_DLMS | GSM | Feeder | 5894 | 204 | GIRVE PATIL WASTI | 214526 | 33 KV Tannu
08024990 | DLMS-Genus | 065 | TCPIP_DLMS | GSM | Feeder | 5894 | 201 | Chavanwasti AG | 214526 | 33 KV Tannu
08025360 | DLMS-Genus | 065 | TCPIP_DLMS | GSM | Feeder | 5894 | 203 | Narsinghpur | 214526 | 33 KV Tannu
08025091 | DLMS-Genus | 065 | TCPIP_DLMS | GSM | Feeder | 5894 | 202 | PADASTHAL | 214455 | 33/11 KV SHIRSODI S/STN
X1095895 | DLMS-Secure | 055 | TCPIP_DLMS | GSM | Feeder | 5894 | 401 | 33 kV Sudarshan jeans Feeder | 214527 | 33/11 KV MIDC, LONI DEOKAR
08025361 | DLMS-Genus | 065 | TCPIP_DLMS | GSM | Feeder | 5894 | 202 | Tannu Ag1 | 214526 | 33 KV Tannu
XB449654 | DLMS-Secure | 055 | TCPIP_DLMS | GSM | Feeder | 5894 | 203 | 11KV AJOTI | 214455 | 33/11 KV SHIRSODI S/STN
17272417 | DLMS-LnT | 053 | TCPIP_DLMS | GSM | Feeder | 5894 | 201 | 11 KV CHITALKARWADI FEEDER | 214504 | 33/11 kV Agoti
X1246857 | DLMS-Secure | 055 | TCPIP_DLMS | GSM | Feeder | 5894 | 208 | 11KV VARKUTE GAAV NEW | 214427 | 33/11 KV LONI(D) S/STN
X1246872 | DLMS-Secure | 055 | TCPIP_DLMS | GSM | Feeder | 5894 | 207 | 11KV BALPUDI | 214427 | 33/11 KV LONI(D) S/STN
00566781 | DLMS-HPL | 076 | TCPIP_DLMS | GSM | Feeder | 5894 | 202 | VYAHALI | 214468 | 33/11KV Nimgaon Ketki
05036447 | DLMS-HPL | 076 | TCPIP_DLMS | GSM | Feeder | 5894 | 203 | 11KV DATTANAGAR | 212004 | SWITCHING STATION INDAPUR
00566764 | DLMS-HPL | 076 | TCPIP_DLMS | GSM | Feeder | 5894 | 208 | 11KV SARSWATI NAGAR | 212004 | SWITCHING STATION INDAPUR
13546956 | DLMS-LnT | 053 | TCPIP_DLMS | GSM | Feeder | 5894 | 207 | 11V BARAMATI NAKA | 212004 | SWITCHING STATION INDAPUR
14007234 | LnT | 053 | TCPIP_LnT_9600 | GSM | Feeder | 5894 | 206 | 11KV KALEWADI GAONTHAN | 214448 | 33/11 KV KALEWADI S/STN
X0051138 | DLMS-Secure | 055 | TCPIP_DLMS | GSM | Feeder | 5894 | 201 | 11 KV BABHULGAON AG | 214537 | 33/11 KV BABHULGAON
X0051139 | DLMS-Secure | 055 | TCPIP_DLMS | GSM | Feeder | 5894 | 202 | 11 KV CHINCHMALA AG | 214537 | 33/11 KV BABHULGAON
MSP53000 | DLMS-Secure | 055 | TCPIP_DLMS | GSM | Feeder | 5894 | 205 | 11 KV GUNAWAREWASTI FEEDER | 214504 | 33/11 kV Agoti
14007253 | LnT | 053 | TCPIP_LnT_9600 | GSM | Feeder | 5894 | 209 | 11KV DALAJ AG | 214448 | 33/11 KV KALEWADI S/STN
14007257 | LnT | 053 | TCPIP_LnT_9600 | GSM | Feeder | 5894 | 208 | 11KV BANDEWADI AG | 214448 | 33/11 KV KALEWADI S/STN
00466756 | DLMS-HPL | 076 | TCPIP_DLMS | GSM | Feeder | 5894 | 205 | CHANDGAON | 214427 | 33/11 KV LONI(D) S/STN
00466936 | DLMS-HPL | 076 | TCPIP_DLMS | GSM | Feeder | 5894 | 201 | SHIRSODI | 214455 | 33/11 KV SHIRSODI S/STN
00466839 | DLMS-HPL | 076 | TCPIP_DLMS | GSM | Feeder | 5894 | 203 | 11KV INDAPUR | 214468 | 33/11KV Nimgaon Ketki
00466899 | DLMS-HPL | 076 | TCPIP_DLMS | GSM | Feeder | 5894 | 204 | 11KV MALWADI | 214455 | 33/11 KV SHIRSODI S/STN
00466832 | DLMS-HPL | 076 | TCPIP_DLMS | GSM | Feeder | 5894 | 202 | KALASHI | 214436 | 33/11 KV KALTHAN S/S
00466765 | DLMS-HPL | 076 | TCPIP_DLMS | GSM | Feeder | 5894 | 201 | BIJEWADI | 214466 | 33/11 KV BIJEWADI
00466942 | DLMS-HPL | 076 | TCPIP_DLMS | GSM | Feeder | 5894 | 204 | 11 kV Gondi Ag | 214439 | 33 KV NIR NIMGAON
00466931 | DLMS-HPL | 076 | TCPIP_DLMS | GSM | Feeder | 5894 | 204 | 11 KV SARDEWADI | 214465 | 33 KV KANDALGAON
00466944 | DLMS-HPL | 076 | TCPIP_DLMS | GSM | Feeder | 5894 | 201 | Sarati AG | 214439 | 33 KV NIR NIMGAON
00466938 | DLMS-HPL | 076 | TCPIP_DLMS | GSM | Feeder | 5894 | 202 | MAHADEV NAGAR | 214465 | 33 KV KANDALGAON
00466755 | DLMS-HPL | 076 | TCPIP_DLMS | GSM | Feeder | 5894 | 202 | GAAGARGAON | 214466 | 33/11 KV BIJEWADI
00466767 | DLMS-HPL | 076 | TCPIP_DLMS | GSM | Feeder | 5894 | 201 | BHAT NIMGAON | 214410 | 33/11KV BHATNIMGAON
00466769 | DLMS-HPL | 076 | TCPIP_DLMS | GSM | Feeder | 5894 | 204 | 11KV GANGAWALAN | 214436 | 33/11 KV KALTHAN S/S
12484661 | LnT | 053 | TCPIP_LnT_9600 | GSM | Feeder | 5894 | 202 | VARKUTE | 214427 | 33/11 KV LONI(D) S/STN
18205608 | DLMS-LnT | 053 | TCPIP_DLMS | GSM | Feeder | 5894 | 204 | MOREMALA | 212004 | SWITCHING STATION INDAPUR
X0398675 | DLMS-Secure | 055 | TCPIP_DLMS | GSM | Feeder | 5894 | 205 | 11 KV MIDC OFFICE | 214527 | 33/11 KV MIDC, LONI DEOKAR
00308371 | DLMS-HPL | 076 | TCPIP_DLMS | GSM | Feeder | 5894 | 201 | 11 KV REDANI AG | 214505 | 33/11 kV REDANI SUBSTATION
00466873 | DLMS-HPL | 076 | TCPIP_DLMS | GSM | Feeder | 5894 | 205 | BHATNIMGAON GFSS | 214410 | 33/11KV BHATNIMGAON
00466871 | DLMS-HPL | 076 | TCPIP_DLMS | GSM | Feeder | 5894 | 204 | CHANDRABHAGA AG | 214410 | 33/11KV BHATNIMGAON
00466840 | DLMS-HPL | 076 | TCPIP_DLMS | GSM | Feeder | 5894 | 204 | 11KV VARKUTE(KH) | 214468 | 33/11KV Nimgaon Ketki
13045233 | LnT | 053 | TCPIP_LnT_9600 | GSM | Feeder | 5894 | 203 | SHETPHAL HAVELI | 214426 | 33/11KV KATI S/STN
00466940 | DLMS-HPL | 076 | TCPIP_DLMS | GSM | Feeder | 5894 | 201 | BAWADA GAAV | 214403 | 33/11KV BAWADA
00466995 | DLMS-HPL | 076 | TCPIP_DLMS | GSM | Feeder | 5894 | 201 | Ganeshwadi Ag Feeder | 214409 | 33 KV PIMPRI BK
00466945 | DLMS-HPL | 076 | TCPIP_DLMS | GSM | Feeder | 5894 | 203 | Wadapuri | 214403 | 33/11KV BAWADA
00466943 | DLMS-HPL | 076 | TCPIP_DLMS | GSM | Feeder | 5894 | 205 | 11 kV Sarati Gfss | 214439 | 33 KV NIR NIMGAON
00466764 | DLMS-HPL | 076 | TCPIP_DLMS | GSM | Feeder | 5894 | 203 | BIJAWADI GFSS | 214466 | 33/11 KV BIJEWADI
00466751 | DLMS-HPL | 076 | TCPIP_DLMS | GSM | Feeder | 5894 | 201 | LONI | 214427 | 33/11 KV LONI(D) S/STN
17272428 | DLMS-LnT | 053 | TCPIP_DLMS | GSM | Feeder | 5894 | 203 | KAREWADI | 214436 | 33/11 KV KALTHAN S/S
17272431 | DLMS-LnT | 053 | TCPIP_DLMS | GSM | Feeder | 5894 | 202 | REDA | 214426 | 33/11KV KATI S/STN
13546971 | DLMS-LnT | 053 | TCPIP_DLMS | GSM | Feeder | 5894 | 201 | 11 KV Vitthalwadi | 214502 | 33/11 KV Wadapuri
13546952 | DLMS-LnT | 053 | TCPIP_DLMS | GSM | Feeder | 5894 | 203 | 11 KV REDANI GFSS | 214505 | 33/11 kV REDANI SUBSTATION
00466758 | DLMS-HPL | 076 | TCPIP_DLMS | GSM | Feeder | 5894 | 204 | MIDC | 214427 | 33/11 KV LONI(D) S/STN
00566769 | DLMS-HPL | 076 | TCPIP_DLMS | GSM | Feeder | 5894 | 205 | BHANDGAON GAAV | 214403 | 33/11KV BAWADA
12484576 | LnT | 053 | TCPIP_LnT_9600 | GSM | Feeder | 5894 | 204 | 11 KV PANDHARWADI | 214426 | 33/11KV KATI S/STN
12627370 | DLMS-LnT | 053 | TCPIP_DLMS | GSM | Feeder | 4722 | 205 | 11 KV LOKHANDWADI | 214431 | 33/11 KV HOL
17167065 | DLMS-LnT | 053 | TCPIP_DLMS | GSM | Feeder | 4722 | 207 | 11 KV SOMNATH MILK | 214431 | 33/11 KV HOL
14007263 | LnT | 053 | TCPIP_LnT_9600 | GSM | Feeder | 4722 | 204 | MATKARWASTI | 214496 | 33/11KV KORHALE S/STN.
14007233 | LnT | 053 | TCPIP_LnT_9600 | GSM | Feeder | 4722 | 205 | 11 KV BAJARANGWADI GFSS | 214496 | 33/11KV KORHALE S/STN.
KA903087 | Secure | 055 | TCPIP_Secure | GSM | Feeder | 4722 | 203 | 11KV Kurnewadi single Phasing | 214496 | 33/11KV KORHALE S/STN.
X0400425 | DLMS-Secure | 055 | TCPIP_DLMS | GSM | Feeder | 4722 | 202 | 11 KV Malashi Single Phasing | 214462 | 33/11 KV MURUM
X0400424 | DLMS-Secure | 055 | TCPIP_DLMS | GSM | Feeder | 4722 | 203 | 11 KV Murum Single phasing | 214462 | 33/11 KV MURUM
X0400426 | DLMS-Secure | 055 | TCPIP_DLMS | GSM | Feeder | 4722 | 205 | 11KV Wayalpatta single phasing | 214462 | 33/11 KV MURUM
12626979 | DLMS-LnT | 053 | TCPIP_DLMS | GSM | Feeder | 4722 | 202 | RADHAKRISHNA | 214524 | 33/11 KV MORGAON
MSP53713 | DLMS-Secure | 055 | TCPIP_DLMS | GSM | Feeder | 4722 | 202 | 11 KV CHAUDHARWADI AG | 214525 | 33/11 KV NIMBUT
MSP53700 | DLMS-Secure | 055 | TCPIP_DLMS | GSM | Feeder | 4722 | 205 | 11 KV NIMBUT AG | 214525 | 33/11 KV NIMBUT
MSP53731 | DLMS-Secure | 055 | TCPIP_DLMS | GSM | Feeder | 4722 | 204 | 11 KV SORTEWADI AG | 214525 | 33/11 KV NIMBUT
MSP53726 | DLMS-Secure | 055 | TCPIP_DLMS | GSM | Feeder | 4722 | 203 | 11 KV GADADARWADI | 214525 | 33/11 KV NIMBUT
MSP52978 | DLMS-Secure | 055 | TCPIP_DLMS | GSM | Feeder | 4722 | 206 | 11 KV DAREKAR MALA | 214473 | 33/11 KV WADGAON NIMBALKAR
MSP52991 | DLMS-Secure | 055 | TCPIP_DLMS | GSM | Feeder | 4722 | 203 | 11 KV CHOUDHARWADI GFSS | 214473 | 33/11 KV WADGAON NIMBALKAR
12627185 | DLMS-LnT | 053 | TCPIP_DLMS | GSM | Feeder | 4722 | 203 | 11 KV MANGOBACHI WADI | 214524 | 33/11 KV MORGAON
MSP52989 | DLMS-Secure | 055 | TCPIP_DLMS | GSM | Feeder | 4722 | 201 | 11 KV CHILAIMALA AG | 214473 | 33/11 KV WADGAON NIMBALKAR
18205606 | DLMS-LnT | 053 | TCPIP_DLMS | GSM | Feeder | 4722 | 204 | 11 KV Shinde Express | 214462 | 33/11 KV MURUM
12625986 | DLMS-LnT | 053 | TCPIP_DLMS | GSM | Feeder | 4722 | 201 | mayureshwar | 214524 | 33/11 KV MORGAON
12628593 | DLMS-LnT | 053 | TCPIP_DLMS | GSM | Feeder | 4722 | 204 | RAJBAG | 214524 | 33/11 KV MORGAON
X2192119 | DLMS-Secure | 055 | TCPIP_DLMS | GSM | Feeder | 4722 | 212 | 11KV PNSAREWADI AG | 214422 | 33/11 KV SUPA
X2192117 | DLMS-Secure | 055 | TCPIP_DLMS | GSM | Feeder | 4722 | 211 | 11KV KHAIREPADAL GFSS | 214422 | 33/11 KV SUPA
X2192118 | DLMS-Secure | 055 | TCPIP_DLMS | GSM | Feeder | 4722 | 210 | 11KV BHONDAVEWADI GFSS | 214422 | 33/11 KV SUPA
17224021 | DLMS-LnT | 053 | TCPIP_LNT | GSM | Feeder | 4722 | 201 | 11 KV Murti single phasing | 214430 | 33/11 KV MURTI
12627242 | DLMS-LnT | 053 | TCPIP_DLMS | GSM | Feeder | 4722 | 205 | BORKARWADI AG | 214524 | 33/11 KV MORGAON
X0937393 | DLMS-Secure | 055 | TCPIP_DLMS | GSM | Feeder | 4722 | 208 | SOLAR FEEDER HOL | 214431 | 33/11 KV HOL
X0400066 | DLMS-Secure | 055 | TCPIP_DLMS | GSM | Feeder | 4722 | 202 | 11 KV WADGAON GFSS | 214473 | 33/11 KV WADGAON NIMBALKAR
00308296 | DLMS-HPL | 076 | TCPIP_DLMS | GSM | Feeder | 4722 | 205 | 11 KV MUDHALE | 214473 | 33/11 KV WADGAON NIMBALKAR
12627371 | DLMS-LnT | 053 | TCPIP_DLMS | GSM | Feeder | 4722 | 202 | 11 KV Jogwadi single Phasing | 214430 | 33/11 KV MURTI
00310121 | DLMS-HPL | 076 | TCPIP_DLMS | GSM | Feeder | 4722 | 204 | 11 KV Chandugadewadi Ag | 214422 | 33/11 KV SUPA
17272444 | DLMS-LnT | 053 | TCPIP_DLMS | GSM | Feeder | 4722 | 205 | 11 KV Supa Ag Feeder | 214422 | 33/11 KV SUPA
13546975 | DLMS-LnT | 053 | TCPIP_DLMS | GSM | Feeder | 4722 | 201 | 11 KV Karkhana Single phasing | 214462 | 33/11 KV MURUM
X1759512 | DLMS-Secure | 055 | TCPIP_DLMS | GSM | Feeder | 4722 | 209 | 209-ST STAND FEEDER | 214422 | 33/11 KV SUPA
00308957 | DLMS-HPL | 076 | TCPIP_DLMS | GSM | Feeder | 4722 | 206 | 11 KV Baburdi Gaothan | 214422 | 33/11 KV SUPA
12627183 | DLMS-LnT | 053 | TCPIP_DLMS | GSM | Feeder | 4722 | 207 | 11 KV Dandwadi Ag | 214422 | 33/11 KV SUPA
KA903143 | Secure | 055 | TCPIP_Secure | GSM | Feeder | 4722 | 201 | 11 KV Late Ag | 214496 | 33/11KV KORHALE S/STN.
MSP53732 | DLMS-Secure | 055 | TCPIP_DLMS | GSM | Feeder | 4723 | 202 | 11 KV RAJMUDRA | 214530 | 33/11 KV LASURNE
X0401347 | DLMS-Secure | 055 | TCPIP_DLMS | GSM | Feeder | 4723 | 204 | 11KV SHETPHALGADE GAOTHAN | 214498 | 33/11 KV SHETFALGADE
17272439 | DLMS-LnT | 053 | TCPIP_DLMS | GSM | Feeder | 4723 | 206 | 11KV KHOROCHI- 2 | 214464 | 33 KV NIM SAKHAR
17272457 | DLMS-LnT | 053 | TCPIP_DLMS | GSM | Feeder | 4723 | 205 | 11 KV SHELGAON GAOTHAN | 214535 | 33/11 KV SHELGAON
17272456 | DLMS-LnT | 053 | TCPIP_DLMS | GSM | Feeder | 4723 | 205 | 11KV SARAFWADI 2 | 214464 | 33 KV NIM SAKHAR
XE474344 | DLMS-Secure | 055 | TCPIP_DLMS | GSM | Feeder | 4723 | 208 | 11 KV KALAS SOLAR GEN FEEDER | 214479 | 33/11kv kalas sub-station
X1095894 | DLMS-Secure | 055 | TCPIP_DLMS | GSM | Feeder | 4723 | 306 | 22 KV KUMBHARGAON AG | 214415 | 33/22 KV BHIGWAN S/STN.
MSP33188 | Secure | 055 | TCPIP_Secure | GSM | Feeder | 4723 | 205 | 11KV AKOLE-2 AG | 214479 | 33/11kv kalas sub-station
17272447 | DLMS-LnT | 053 | TCPIP_DLMS | GSM | Feeder | 4723 | 206 | 11KV CHATRAPATI KARKHANA AG | 214487 | 33 KV Sansar
17272446 | DLMS-LnT | 053 | TCPIP_DLMS | GSM | Feeder | 4723 | 205 | 11KV SANASAR GAOTHAN | 214487 | 33 KV Sansar
17272461 | DLMS-LnT | 053 | TCPIP_DLMS | GSM | Feeder | 4723 | 206 | 11KV BORI-BIRANGUDWADI AG | 214479 | 33/11kv kalas sub-station
X0400437 | DLMS-Secure | 055 | TCPIP_DLMS | GSM | Feeder | 4723 | 206 | 11KV VIRZARA AG | 214535 | 33/11 KV SHELGAON
X0051144 | DLMS-Secure | 055 | TCPIP_DLMS | GSM | Feeder | 4723 | 204 | 11 KV WALCHANDNAGAR | 214536 | 33/11 KV KALAMB
X0399005 | DLMS-Secure | 055 | TCPIP_DLMS | GSM | Feeder | 4723 | 303 | 22KV BHARANEWADI AG | 217007 | 132 KV WALCHANDNAGAR
X0399004 | DLMS-Secure | 055 | TCPIP_DLMS | GSM | Feeder | 4723 | 304 | 22 KV JUNCTION INDUSTRIAL | 217007 | 132 KV WALCHANDNAGAR
00466878 | DLMS-HPL | 076 | TCPIP_DLMS | GSM | Feeder | 4723 | 201 | 11KV NIMSAKHAR AG | 214464 | 33 KV NIM SAKHAR
XB403945 | DLMS-Secure | 055 | TCPIP_DLMS | GSM | Feeder | 4723 | 202 | 11KV TELODHA AG | 214535 | 33/11 KV SHELGAON
MSP55551 | DLMS-Secure | 055 | TCPIP_DLMS | GSM | Feeder | 4723 | 204 | 11KV SHIRSATWADI AG | 214535 | 33/11 KV SHELGAON
MSP53703 | DLMS-Secure | 055 | TCPIP_DLMS | GSM | Feeder | 4723 | 201 | 11KV KADBANWADI AG | 214535 | 33/11 KV SHELGAON
MSP53744 | DLMS-Secure | 055 | TCPIP_DLMS | GSM | Feeder | 4723 | 203 | 11KV NAZARKAR AG | 214535 | 33/11 KV SHELGAON
XB403944 | DLMS-Secure | 055 | TCPIP_DLMS | GSM | Feeder | 4723 | 203 | 11 KV JACHAK | 214530 | 33/11 KV LASURNE
XB403948 | DLMS-Secure | 055 | TCPIP_DLMS | GSM | Feeder | 4723 | 204 | 11 KV LASURNE GAONTHAN | 214530 | 33/11 KV LASURNE
MSP53745 | DLMS-Secure | 055 | TCPIP_DLMS | GSM | Feeder | 4723 | 201 | 11 KV BAJARANGWADI | 214530 | 33/11 KV LASURNE
X0051136 | DLMS-Secure | 055 | TCPIP_DLMS | GSM | Feeder | 4723 | 202 | 11 KV KALAMB GAOTHAN | 214536 | 33/11 KV KALAMB
X2141689 | DLMS-Secure | 055 | TCPIP_DLMS | GSM | Feeder | 4723 | 210 | 11KV BHAIROBA FEEDER | 214479 | 33/11kv kalas sub-station
X2141688 | DLMS-Secure | 055 | TCPIP_DLMS | GSM | Feeder | 4723 | 209 | 11KV WAYSEWADI FEEDER | 214479 | 33/11kv kalas sub-station
XH407107 | DLMS-Secure | 055 | TCPIP_DLMS | GSM | Feeder | 4723 | 202 | 11 KV KUMBHARGAON AG | 284066 | 33/11KV 2*5MVA BHADALWADI
XH407131 | DLMS-Secure | 055 | TCPIP_DLMS | GSM | Feeder | 4723 | 206 | 11KV BHADALWADI AG | 284066 | 33/11KV 2*5MVA BHADALWADI
XH407122 | DLMS-Secure | 055 | TCPIP_DLMS | GSM | Feeder | 4723 | 205 | 11KV BHADALWADI GAOTHAN | 284066 | 33/11KV 2*5MVA BHADALWADI
XH407121 | DLMS-Secure | 055 | TCPIP_DLMS | GSM | Feeder | 4723 | 204 | 11KV DALAJ NO2 AG | 284066 | 33/11KV 2*5MVA BHADALWADI
XH407102 | DLMS-Secure | 055 | TCPIP_DLMS | GSM | Feeder | 4723 | 201 | 11 KV KUMBHARGAON GFSS | 284066 | 33/11KV 2*5MVA BHADALWADI
XH407112 | DLMS-Secure | 055 | TCPIP_DLMS | GSM | Feeder | 4723 | 203 | 11KV DALAJ PEERSAHEB AG | 284066 | 33/11KV 2*5MVA BHADALWADI
00566774 | DLMS-HPL | 076 | TCPIP_DLMS | GSM | Feeder | 4723 | 201 | 11KV PIMPALE AG | 214498 | 33/11 KV SHETFALGADE
X0402048 | DLMS-Secure | 055 | TCPIP_DLMS | GSM | Feeder | 4723 | 202 | 11KV SARAFWADI 1 AG | 214464 | 33 KV NIM SAKHAR
X0402041 | DLMS-Secure | 055 | TCPIP_DLMS | GSM | Feeder | 4723 | 203 | 11KV KHOROCHI 1 AG | 214464 | 33 KV NIM SAKHAR
X0398679 | DLMS-Secure | 055 | TCPIP_DLMS | GSM | Feeder | 4723 | 206 | 11KV NIRGUDE AG | 214498 | 33/11 KV SHETFALGADE
X0402038 | DLMS-Secure | 055 | TCPIP_DLMS | GSM | Feeder | 4723 | 202 | 11KV LAMJEWADI AG | 214498 | 33/11 KV SHETFALGADE
X0402058 | DLMS-Secure | 055 | TCPIP_DLMS | GSM | Feeder | 4723 | 205 | 11KV MHASOBACHI WADI AG | 214498 | 33/11 KV SHETFALGADE
17223952 | DLMS-LnT | 053 | TCPIP_DLMS | GSM | Feeder | 4723 | 201 | 11KV PILEWADI AG | 214479 | 33/11kv kalas sub-station
X1095896 | DLMS-Secure | 055 | TCPIP_DLMS | GSM | Feeder | 4723 | 401 | 33KV INDIA TERRY TOWEL | 284066 | 33/11KV 2*5MVA BHADALWADI
00309087 | DLMS-HPL | 076 | TCPIP_DLMS | GSM | Feeder | 4723 | 305 | 22KV RAVANGAON GAOTHAN | 214415 | 33/22 KV BHIGWAN S/STN.
00309086 | DLMS-HPL | 076 | TCPIP_DLMS | GSM | Feeder | 4723 | 303 | 22KV BHIGWAN GFSS | 214415 | 33/22 KV BHIGWAN S/STN.
00466997 | DLMS-HPL | 076 | TCPIP_DLMS | GSM | Feeder | 4723 | 203 | 11KV KAZAD AG | 214449 | 33/11 KV KAZAD S/STN.
00466994 | DLMS-HPL | 076 | TCPIP_DLMS | GSM | Feeder | 4723 | 201 | 11KV BHAWANINAGAR AG | 214449 | 33/11 KV KAZAD S/STN.
XB424138 | DLMS-Secure | 055 | TCPIP_DLMS | GSM | Feeder | 4723 | 207 | 11KV JAYHIND EXPRESS FEEDER | 214479 | 33/11kv kalas sub-station
00466895 | DLMS-HPL | 076 | TCPIP_DLMS | GSM | Feeder | 4723 | 204 | 11KV UDMAI GAOTHAN | 214435 | 33/11 KV GHOLAPWADI
Y0330357 | DLMS-Secure | 055 | TCPIP_DLMS | GSM | Feeder | 4723 | 401 | 33KV NATURE DELIGHT | 214479 | 33/11kv kalas sub-station
Q0451337 | DLMS-Secure | 055 | TCPIP_DLMS | GSM | Feeder | 4723 | 803 | 220KV BARAMATI AGRO | 218030 | 220/33 KV SUB-STATION BHIGWAN
KA903089 | Secure | 055 | TCPIP_Secure | GSM | Feeder | 4723 | 202 | 11KV SHINDEWADI | 214449 | 33/11 KV KAZAD S/STN.
00380279 | DLMS-HPL | 076 | TCPIP_DLMS | GSM | Feeder | 4723 | 205 | KURAWALI | 214435 | 33/11 KV GHOLAPWADI
00380535 | DLMS-HPL | 076 | TCPIP_DLMS | GSM | Feeder | 4723 | 204 | 11KV BORI AG | 214487 | 33 KV Sansar
00466891 | DLMS-HPL | 076 | TCPIP_DLMS | GSM | Feeder | 4723 | 201 | TAWASHI | 214435 | 33/11 KV GHOLAPWADI
00380530 | DLMS-HPL | 076 | TCPIP_DLMS | GSM | Feeder | 4723 | 202 | 11KV AKOLE AG | 214479 | 33/11kv kalas sub-station
00380491 | DLMS-HPL | 076 | TCPIP_DLMS | GSM | Feeder | 4723 | 203 | 11KV JAMB | 214435 | 33/11 KV GHOLAPWADI
00381669 | DLMS-HPL | 076 | TCPIP_DLMS | GSM | Feeder | 4723 | 202 | SAPKALWADI (THORATWADI OLD) | 214435 | 33/11 KV GHOLAPWADI
00566804 | DLMS-HPL | 076 | TCPIP_DLMS | GSM | Feeder | 4723 | 204 | 11KV EXPRESS MODERN ENGG. | 214464 | 33 KV NIM SAKHAR
17272448 | DLMS-LnT | 053 | TCPIP_DLMS | GSM | Feeder | 4723 | 203 | 11KV SHETPHALGADE AG | 214498 | 33/11 KV SHETFALGADE
00466896 | DLMS-HPL | 076 | TCPIP_DLMS | GSM | Feeder | 4723 | 206 | 11KV THORATWADI (NEW) | 214435 | 33/11 KV GHOLAPWADI
00308948 | DLMS-HPL | 076 | TCPIP_DLMS | GSM | Feeder | 4723 | 203 | 11KV BELWADI AG | 214487 | 33 KV Sansar
00308172 | DLMS-HPL | 076 | TCPIP_DLMS | GSM | Feeder | 4723 | 201 | 11KV DHEKALEWADI AG | 214487 | 33 KV Sansar
08025138 | DLMS-Genus | 065 | TCPIP_DLMS | GSM | Feeder | 4723 | 202 | KRUSHNA MANDIR GFSS | 214487 | 33 KV Sansar
XB403943 | DLMS-Secure | 055 | TCPIP_DLMS | GSM | Feeder | 4723 | 205 | 11 KV LINGE | 214530 | 33/11 KV LASURNE
MSP52980 | DLMS-Secure | 055 | TCPIP_DLMS | GSM | Feeder | 5886 | 202 | 11 kV Rajegaon Ag | 214534 | 33/11 kV Malthan Daund
XF470588 | DLMS-Secure | 055 | TCPIP_DLMS | GSM | Feeder | 5886 | 204 | 11 KV YOJANA POULTRY EXPRESS | 214534 | 33/11 kV Malthan Daund
MSP52985 | DLMS-Secure | 055 | TCPIP_DLMS | GSM | Feeder | 5886 | 201 | 11 kV WATLUJ Ag feeder | 214534 | 33/11 kV Malthan Daund
17270920 | DLMS-LnT | 053 | TCPIP_DLMS | GSM | Feeder | 5886 | 307 | 22KV GIRIM GAVTHAN | 217015 | 132KV DAUND
X0401423 | DLMS-Secure | 055 | TCPIP_DLMS | GSM | Feeder | 5886 | 201 | 11 KV Patas Gaon | 214428 | 33/11 KV PATAS
14007240 | LnT | 053 | TCPIP_LnT_9600 | GSM | Feeder | 5886 | 202 | 11 KV RAWANGAON GAVTHAN FEEDER | 214523 | 33/11 KV RAWANGAON SUBSTATION
00573121 | DLMS-HPL | 076 | TCPIP_DLMS | GSM | Feeder | 5886 | 406 | 33KV Allik Amines Exp. Feeder | 218029 | 220 KV KURKUMBH
13546949 | DLMS-LnT | 053 | TCPIP_DLMS | GSM | Feeder | 5886 | 202 | 11 KV TASC | 214421 | 33/11 KV KURKUMBH
13546961 | DLMS-LnT | 053 | TCPIP_DLMS | GSM | Feeder | 5886 | 203 | 11 kv Vasunde | 214428 | 33/11 KV PATAS
14007103 | LnT | 053 | TCPIP_LnT_9600 | GSM | Feeder | 5886 | 203 | 11 KV NANDADEVI AG FEEDER | 214523 | 33/11 KV RAWANGAON SUBSTATION
14007218 | LnT | 053 | TCPIP_LnT_9600 | GSM | Feeder | 5886 | 204 | 11 KV RAWANGAON AG FEEDER | 214523 | 33/11 KV RAWANGAON SUBSTATION
MSP33251 | Secure | 055 | TCPIP_Secure | GSM | Feeder | 5886 | 204 | 11 KV D. Raje AG | 214463 | 33 /11 KV DEULGAON
14007130 | LnT | 053 | TCPIP_LnT_9600 | GSM | Feeder | 5886 | 201 | 11 KV KHADKI AG FEEDER | 214523 | 33/11 KV RAWANGAON SUBSTATION
17270921 | DLMS-LnT | 053 | TCPIP_DLMS | GSM | Feeder | 5886 | 308 | 22KV BORAWAKE NAGAR GAVTHAN | 217015 | 132KV DAUND
17270919 | DLMS-LnT | 053 | TCPIP_DLMS | GSM | Feeder | 5886 | 302 | 22 KV KHANOTA AALEGAON AG | 216613 | AALEGAON SUBSTATION
14007236 | LnT | 053 | TCPIP_LnT_9600 | GSM | Feeder | 5886 | 205 | 11KV MOREWASTI AG | 214523 | 33/11 KV RAWANGAON SUBSTATION
00466759 | DLMS-HPL | 076 | TCPIP_DLMS | GSM | Feeder | 5886 | 205 | 11 KV KHADI CRUSHER | 214421 | 33/11 KV KURKUMBH
17272560 | DLMS-LnT | 053 | TCPIP_DLMS | GSM | Feeder | 5886 | 205 | 11Kv kamthekar L.I.S.(winary) | 214428 | 33/11 KV PATAS
X1246851 | DLMS-Secure | 055 | TCPIP_DLMS | GSM | Feeder | 5886 | 209 | 11 KV KURKUMBH GAOTHAN | 214421 | 33/11 KV KURKUMBH
X1909498 | DLMS-Secure | 055 | TCPIP_DLMS | GSM | Feeder | 5886 | 210 | SAP OLEOCHEM | 214421 | 33/11 KV KURKUMBH
X1246874 | DLMS-Secure | 055 | TCPIP_DLMS | GSM | Feeder | 5886 | 207 | 11 KV HONOUR LAB | 214421 | 33/11 KV KURKUMBH
X1246854 | DLMS-Secure | 055 | TCPIP_DLMS | GSM | Feeder | 5886 | 208 | 11 KV INI | 214421 | 33/11 KV KURKUMBH
MSE85875 | Secure | 055 | TCPIP_Secure | GSM | Feeder | 5886 | 303 | 22 KV RAILWAY | 217015 | 132KV DAUND
00308270 | DLMS-HPL | 076 | NON_AMR_MODEM | GSM | Feeder | 5886 | 202 | 11 KV Wadgaon AG | 214463 | 33 /11 KV DEULGAON
00566813 | DLMS-HPL | 076 | TCPIP_DLMS | GSM | Feeder | 5886 | 207 | 11 KV VITTHAL NAGAR AG | 214463 | 33 /11 KV DEULGAON
MSP33240 | Secure | 055 | TCPIP_Secure | GSM | Feeder | 5886 | 201 | 11 KV H.Berdi AG | 214463 | 33 /11 KV DEULGAON
MSP33246 | Secure | 055 | TCPIP_Secure | GSM | Feeder | 5886 | 203 | 11 KV Pedgaon AG | 214463 | 33 /11 KV DEULGAON
00380295 | DLMS-HPL | 076 | TCPIP_DLMS | GSM | Feeder | 5886 | 204 | 11 KV VINAMAX | 214421 | 33/11 KV KURKUMBH
X0398979 | DLMS-Secure | 055 | TCPIP_DLMS | GSM | Feeder | 5886 | 309 | 22 KV S R P F | 217015 | 132KV DAUND
X1958568 | DLMS-Secure | 055 | TCPIP_DLMS | GSM | Feeder | 5886 | 404 | 33KV ELS DAUND | 217015 | 132KV DAUND
X1251829 | DLMS-Secure | 055 | TCPIP_DLMS | GSM | Feeder | 5886 | 207 | SWAHARSHA_PAPER_MILL | 214428 | 33/11 KV PATAS
08024784 | DLMS-Genus | 065 | TCPIP_DLMS | GSM | Feeder | 5886 | 202 | 11 Kv Railway | 214428 | 33/11 KV PATAS
17270918 | DLMS-LnT | 053 | TCPIP_DLMS | GSM | Feeder | 5886 | 303 | 22KV ALEGAON AG | 216613 | AALEGAON SUBSTATION
17270917 | DLMS-LnT | 053 | TCPIP_DLMS | GSM | Feeder | 5886 | 301 | 22 Kv Boribel Feeder AG | 216613 | AALEGAON SUBSTATION
X0398856 | DLMS-Secure | 055 | TCPIP_DLMS | GSM | Feeder | 5886 | 405 | 33KV New Cipla Express | 218029 | 220 KV KURKUMBH
MSP52967 | DLMS-Secure | 055 | TCPIP_DLMS | GSM | Feeder | 5886 | 203 | VASANTDADA SUGAR INSTITUTE | 214534 | 33/11 kV Malthan Daund
17272564 | DLMS-LnT | 053 | TCPIP_DLMS | GSM | Feeder | 4701 | 206 | 11 kv SOMESHWAR FEEDER | 214443 | 33/11 KV RAHU S/STN
18205600 | DLMS-LnT | 053 | TCPIP_DLMS | GSM | Feeder | 4701 | 203 | 11 KV MADHAV NAGAR FEEDER | 214443 | 33/11 KV RAHU S/STN
MSP52969 | DLMS-Secure | 055 | TCPIP_DLMS | GSM | Feeder | 4701 | 203 | 11 Kv Khamgaon GFSS | 214442 | 33/11 KV SHAJPUR S/STN
00466684 | DLMS-HPL | 076 | TCPIP_DLMS | GSM | Feeder | 4701 | 206 | 11 Kv Delwadi Ag | 214444 | 33/11 KV PARGAON S/STN
13045140 | LnT | 053 | TCPIP_LnT_9600 | GSM | Feeder | 4701 | 205 | 11 KV TELE WADI FEEDER | 214443 | 33/11 KV RAHU S/STN
MSU10701 | Secure | 055 | TCPIP_Secure | GSM | Feeder | 4701 | 201 | 11kv Siddeshwar Feeder | 214543 | 33/11kv Pimpalgaon Substation
MSB61848 | Secure | 055 | TCPIP_Secure | GSM | Feeder | 4701 | 202 | 11kv Matoba GFSS | 214543 | 33/11kv Pimpalgaon Substation
X0401416 | DLMS-Secure | 055 | TCPIP_DLMS | GSM | Feeder | 4701 | 210 | TAKALI BHIMA DAUND AG FEEDER | 214443 | 33/11 KV RAHU S/STN
00466591 | DLMS-HPL | 076 | TCPIP_DLMS | GSM | Feeder | 4701 | 203 | 11 Kv Handalwadi | 214432 | 33/11 KV KEDGAON S/STN
00566820 | DLMS-HPL | 076 | TCPIP_DLMS | GSM | Feeder | 4701 | 202 | 11 kv Dapodi feeder | 214432 | 33/11 KV KEDGAON S/STN
17087911 | DLMS-LnT | 053 | TCPIP_DLMS | GSM | Feeder | 4701 | 203 | 11 Kv Punarvasan | 214482 | 33/11 Kv WARWAND S/STN.
Q0302733 | DLMS-Secure | 055 | TCPIP_DLMS | GSM | Feeder | 4701 | 401 | 33kv Shakti Roofing | 214442 | 33/11 KV SHAJPUR S/STN
00466683 | DLMS-HPL | 076 | TCPIP_DLMS | GSM | Feeder | 4701 | 205 | Dairy Industrial | 214432 | 33/11 KV KEDGAON S/STN
00466682 | DLMS-HPL | 076 | TCPIP_DLMS | GSM | Feeder | 4701 | 207 | 11kv Hatawalan AG | 214444 | 33/11 KV PARGAON S/STN
00383417 | DLMS-HPL | 076 | TCPIP_DLMS | GSM | Feeder | 4701 | 401 | 33kv visaka | 214444 | 33/11 KV PARGAON S/STN
00308076 | DLMS-HPL | 076 | TCPIP_DLMS | GSM | Feeder | 4701 | 205 | 11 KV Deulgaon Gada Ag | 214482 | 33/11 Kv WARWAND S/STN.
17090525 | LnT | 053 | TCPIP_DLMS | GSM | Feeder | 4701 | 204 | 11KV MIRWADI AG | 214499 | 33/11 KV DAHITANE S/STN.
00565396 | DLMS-HPL | 076 | TCPIP_DLMS | GSM | Feeder | 4701 | 205 | 11KV SOLAR URJA DAHITANE | 214499 | 33/11 KV DAHITANE S/STN.
00466933 | DLMS-HPL | 076 | TCPIP_DLMS | GSM | Feeder | 4701 | 204 | 11 NARAYAN BET GFSS | 214482 | 33/11 Kv WARWAND S/STN.
17068132 | DLMS-LnT | 053 | TCPIP_DLMS | GSM | Feeder | 4701 | 204 | 11 KV KADETHAN | 214432 | 33/11 KV KEDGAON S/STN
00566805 | DLMS-HPL | 076 | TCPIP_DLMS | GSM | Feeder | 4701 | 202 | sahajpur GFSS | 214442 | 33/11 KV SHAJPUR S/STN
00566821 | DLMS-HPL | 076 | TCPIP_DLMS | GSM | Feeder | 4701 | 202 | 11 KV SHINDEWADI | 214444 | 33/11 KV PARGAON S/STN
00566822 | DLMS-HPL | 076 | TCPIP_DLMS | GSM | Feeder | 4701 | 204 | 11 Kv HATAWALAN GFSS | 214444 | 33/11 KV PARGAON S/STN
00466592 | DLMS-HPL | 076 | TCPIP_DLMS | GSM | Feeder | 4701 | 201 | 11 kv kedgaon feeder | 214432 | 33/11 KV KEDGAON S/STN
12625978 | DLMS-LnT | 053 | TCPIP_DLMS | GSM | Feeder | 4701 | 208 | 11 Kv Bafna Express | 214443 | 33/11 KV RAHU S/STN
X1380756 | DLMS-Secure | 055 | TCPIP_DLMS | GSM | Feeder | 4701 | 207 | 11 KV LAXMI UDYOG | 214482 | 33/11 Kv WARWAND S/STN.
X1095878 | DLMS-Secure | 055 | TCPIP_DLMS | GSM | Feeder | 4701 | 401 | 33kv mahananda express | 214482 | 33/11 Kv WARWAND S/STN.
13045199 | LnT | 053 | TCPIP_LnT_9600 | GSM | Feeder | 4701 | 203 | 11 KV DAHITANE AG | 214499 | 33/11 KV DAHITANE S/STN.
00380298 | DLMS-HPL | 076 | TCPIP_DLMS | GSM | Feeder | 4701 | 206 | KHOR AG | 214482 | 33/11 Kv WARWAND S/STN.
00380272 | DLMS-HPL | 076 | TCPIP_DLMS | GSM | Feeder | 4701 | 207 | 11KV VRUNDAVAN CITY | 214432 | 33/11 KV KEDGAON S/STN
00566975 | DLMS-HPL | 076 | TCPIP_DLMS | GSM | Feeder | 4701 | 203 | 11 Kv Nangaon Feeder | 214444 | 33/11 KV PARGAON S/STN
00380499 | DLMS-HPL | 076 | TCPIP_DLMS | GSM | Feeder | 4701 | 205 | 11 Kv Khutbav GFSS | 214444 | 33/11 KV PARGAON S/STN
00566830 | DLMS-HPL | 076 | TCPIP_DLMS | GSM | Feeder | 4701 | 202 | 11 KV DAHITANE GFSS | 214499 | 33/11 KV DAHITANE S/STN.
00380296 | DLMS-HPL | 076 | TCPIP_DLMS | GSM | Feeder | 4701 | 201 | 11 Kv Warwand Gavthan | 214482 | 33/11 Kv WARWAND S/STN.
17223955 | DLMS-LnT | 053 | TCPIP_DLMS | GSM | Feeder | 4701 | 209 | 11 Kv RAHU GAVTHAN | 214443 | 33/11 KV RAHU S/STN
12627369 | DLMS-LnT | 053 | TCPIP_DLMS | GSM | Feeder | 4701 | 201 | 11 kv Grant Apparel | 214442 | 33/11 KV SHAJPUR S/STN
X0950426 | DLMS-Secure | 055 | TCPIP_DLMS | GSM | Feeder | 4701 | 307 | 22 KV DECCAN | 217013 | YAWAT SUB-STATION
00466560 | DLMS-HPL | 076 | TCPIP_DLMS | GSM | Feeder | 4701 | 201 | 11 Kv Pargaon Feeder | 214444 | 33/11 KV PARGAON S/STN
08024626 | DLMS-Genus | 065 | TCPIP_DLMS | GSM | Feeder | 4701 | 202 | 11 KV RAHU AG FEEDER | 214443 | 33/11 KV RAHU S/STN
08024478 | DLMS-Genus | 065 | TCPIP_DLMS | GSM | Feeder | 4701 | 202 | 11 Kv Fargade Mala | 214482 | 33/11 Kv WARWAND S/STN.
X0399015 | DLMS-Secure | 055 | TCPIP_DLMS | GSM | Feeder | 4701 | 302 | 22 Kv Pimpalgaon Feeder | 217013 | YAWAT SUB-STATION
MSP52957 | DLMS-Secure | 055 | TCPIP_DLMS | GSM | Feeder | 4701 | 204 | 11 KV CHINTAMANI | 214442 | 33/11 KV SHAJPUR S/STN
X0399014 | DLMS-Secure | 055 | TCPIP_DLMS | GSM | Feeder | 4701 | 306 | 22 Kv Rahu Feeder | 217013 | YAWAT SUB-STATION
17223959 | DLMS-LnT | 053 | TCPIP_DLMS | GSM | Feeder | 4701 | 207 | 11 Kv Walaki | 214443 | 33/11 KV RAHU S/STN
18205599 | DLMS-LnT | 053 | TCPIP_DLMS | GSM | Feeder | 4701 | 204 | 11 Kv Patethan Feeder | 214443 | 33/11 KV RAHU S/STN
00466600 | DLMS-HPL | 076 | TCPIP_DLMS | GSM | Feeder | 4699 | 202 | 11 KV DHAMARI AG | 214333 | 33/11 kv Pabal
00466636 | DLMS-HPL | 076 | TCPIP_DLMS | GSM | Feeder | 4699 | 302 | JABIL CIRCUIT | 213342 | 22 KV RANJANGAON MIDC SW II
05049758 | DLMS-HPL | 076 | TCPIP_DLMS | GSM | Feeder | 4699 | 319 | 22 KV Ecoriya | 218031 | 220 KV RANJANGAON
MAB08085 | DLMS-Secure | 055 | TCPIP_DLMS | GSM | Feeder | 4699 | 327 | JABIL EXPRESS FEEDER | 218031 | 220 KV RANJANGAON
00380520 | DLMS-HPL | 076 | TCPIP_DLMS | GSM | Feeder | 4699 | 205 | 11 KV KENDUR DHAMARI GFSS | 214333 | 33/11 kv Pabal
17103862 | LnT | 053 | TCPIP_LnT_9600 | GSM | Feeder | 4699 | 304 | WHEELS INDIA | 213332 | 22 KV RANJANGAON SWITCHING NO1
XD502748 | DLMS-Secure | 055 | TCPIP_DLMS | GSM | Feeder | 4699 | 302 | 22 KV RVK | 213468 | 22 KV KVR INDUSTRIAL PARK
07170956 | LnT | 053 | TCPIP_LNT | GSM | Feeder | 4699 | 301 | 22 KV PIMPALE JAGTAP AG | 214514 | 33/22 KV PIMPALE JAGTAP SUB STN
00466598 | DLMS-HPL | 076 | TCPIP_DLMS | GSM | Feeder | 4699 | 204 | 11KV PABAL GAOTHAN | 214333 | 33/11 kv Pabal
MSP55542 | DLMS-Secure | 055 | TCPIP_DLMS | GSM | Feeder | 4699 | 201 | 11 KV KHANUR AG | 214541 | 33/11 KV Kanhur Mesai
X2036396 | DLMS-Secure | 055 | TCPIP_DLMS | GSM | Feeder | 4699 | 205 | 11 KV HIVRE AG | 214541 | 33/11 KV Kanhur Mesai
X2036397 | DLMS-Secure | 055 | TCPIP_DLMS | GSM | Feeder | 4699 | 204 | 11 KV KANHUR GAVTHAN | 214541 | 33/11 KV Kanhur Mesai
X1457842 | DLMS-Secure | 055 | TCPIP_DLMS | GSM | Feeder | 4699 | 326 | 22KV CARRARO EXPRESS FEEDER | 213342 | 22 KV RANJANGAON MIDC SW II
17271133 | DLMS-LnT | 053 | TCPIP_DLMS | GSM | Feeder | 4699 | 308 | PERNE GAOTHAN | 217036 | 132/33/22 KV SANASWADI S/STN
X0401350 | DLMS-Secure | 055 | TCPIP_DLMS | GSM | Feeder | 4699 | 201 | 11 KV PIMPLE JAGTAP | 214514 | 33/22 KV PIMPALE JAGTAP SUB STN
Y0330351 | DLMS-Secure | 055 | TCPIP_DLMS | GSM | Feeder | 4699 | 320 | 22 KV HAIER | 218031 | 220 KV RANJANGAON
X1378283 | DLMS-Secure | 055 | TCPIP_DLMS | GSM | Feeder | 4699 | 316 | 22 KV JOTUN | 218031 | 220 KV RANJANGAON
X2011171 | DLMS-Secure | 055 | TCPIP_DLMS | GSM | Feeder | 4699 | 209 | 11KV WESTERN INDIA | 214514 | 33/22 KV PIMPALE JAGTAP SUB STN
Y0355565 | DLMS-Secure | 055 | TCPIP_DLMS | GSM | Feeder | 4699 | 322 | 22 KV DONGKWANG | 218031 | 220 KV RANJANGAON
XF460009 | DLMS-Secure | 055 | TCPIP_DLMS | GSM | Feeder | 4699 | 303 | 22 KV RSB TRANSMISSION | 217067 | 132/22 KV ESSAR SUBSTATION (SPSL)
X0400045 | DLMS-Secure | 055 | TCPIP_DLMS | GSM | Feeder | 4699 | 304 | STARION | 213342 | 22 KV RANJANGAON MIDC SW II
X1368382 | DLMS-Secure | 055 | TCPIP_DLMS | GSM | Feeder | 4699 | 302 | PEPSICO EXPRESS | 213332 | 22 KV RANJANGAON SWITCHING NO1
X0401348 | DLMS-Secure | 055 | TCPIP_DLMS | GSM | Feeder | 4699 | 303 | 22 KV INDUSTRIAL | 214514 | 33/22 KV PIMPALE JAGTAP SUB STN
X0399011 | DLMS-Secure | 055 | TCPIP_DLMS | GSM | Feeder | 4699 | 306 | 22KV SANDHAR FEEDER | 217067 | 132/22 KV ESSAR SUBSTATION (SPSL)
X1557222 | DLMS-Secure | 055 | TCPIP_DLMS | GSM | Feeder | 4699 | 305 | 22 KV POLYONE | 213332 | 22 KV RANJANGAON SWITCHING NO1
08025373 | DLMS-Genus | 065 | TCPIP_DLMS | GSM | Feeder | 4699 | 201 | 11 KV PARAWADI AG | 214545 | 33 KV Takli Bhima
08025368 | DLMS-Genus | 065 | TCPIP_DLMS | GSM | Feeder | 4699 | 202 | 11 KV GHOLAPWADI AG | 214545 | 33 KV Takli Bhima
X2036395 | DLMS-Secure | 055 | TCPIP_DLMS | GSM | Feeder | 4699 | 207 | 11 KV CHINCHOLI AG | 214541 | 33/11 KV Kanhur Mesai
X0400439 | DLMS-Secure | 055 | TCPIP_DLMS | GSM | Feeder | 4699 | 303 | G &F BLOCK MIDC | 213332 | 22 KV RANJANGAON SWITCHING NO1
X0400436 | DLMS-Secure | 055 | TCPIP_DLMS | GSM | Feeder | 4699 | 301 | DSM EXPRESS | 213332 | 22 KV RANJANGAON SWITCHING NO1
Q0833557 | DLMS-Secure | 055 | TCPIP_DLMS | GSM | Feeder | 4699 | 318 | 22 KV GIVAVDHAN | 218031 | 220 KV RANJANGAON
X0398978 | DLMS-Secure | 055 | TCPIP_DLMS | GSM | Feeder | 4699 | 705 | 132 KV Kalyani | 218031 | 220 KV RANJANGAON
XD502749 | DLMS-Secure | 055 | TCPIP_DLMS | GSM | Feeder | 4699 | 301 | 22 KV KVR | 213468 | 22 KV KVR INDUSTRIAL PARK
XB403926 | DLMS-Secure | 055 | TCPIP_DLMS | GSM | Feeder | 4699 | 203 | 11 KV VARUDE AG | 214541 | 33/11 KV Kanhur Mesai
XB499194 | DLMS-Secure | 055 | TCPIP_DLMS | GSM | Feeder | 4699 | 305 | 22 KV OHUSANG | 213342 | 22 KV RANJANGAON MIDC SW II
X0401774 | DLMS-Secure | 055 | TCPIP_DLMS | GSM | Feeder | 4699 | 302 | Ranjangaon Ag | 217052 | 132 KV WHIRLPOOL
X0401777 | DLMS-Secure | 055 | TCPIP_DLMS | GSM | Feeder | 4699 | 301 | Appolo | 218031 | 220 KV RANJANGAON
X0401775 | DLMS-Secure | 055 | TCPIP_DLMS | GSM | Feeder | 4699 | 304 | 22 KV RANJANGAON GAOTHAN | 217052 | 132 KV WHIRLPOOL
X0401773 | DLMS-Secure | 055 | TCPIP_DLMS | GSM | Feeder | 4699 | 301 | Kondapuri Industrial | 217052 | 132 KV WHIRLPOOL
17270916 | DLMS-LnT | 053 | TCPIP_DLMS | GSM | Feeder | 4699 | 313 | 22 kv itc | 218031 | 220 KV RANJANGAON
17270914 | DLMS-LnT | 053 | TCPIP_DLMS | GSM | Feeder | 4699 | 308 | 22 kV Tata Eaton | 218031 | 220 KV RANJANGAON
17270915 | DLMS-LnT | 053 | TCPIP_DLMS | GSM | Feeder | 4699 | 309 | IKEL | 218031 | 220 KV RANJANGAON
00466597 | DLMS-HPL | 076 | TCPIP_DLMS | GSM | Feeder | 4699 | 201 | 11 KV PABAL AG | 214333 | 33/11 kv Pabal
00466599 | DLMS-HPL | 076 | TCPIP_DLMS | GSM | Feeder | 4699 | 203 | 11 KV KENDUR AG | 214333 | 33/11 kv Pabal
MSU11843 | Secure | 055 | TCPIP_Secure | GSM | Feeder | 4699 | 301 | CLASSIC AUTO TUBE | 213342 | 22 KV RANJANGAON MIDC SW II
Q0858455 | DLMS-Secure | 055 | TCPIP_DLMS | GSM | Feeder | 4699 | 309 | 22KV BHAKTI ALICON EXPRESS | 217067 | 132/22 KV ESSAR SUBSTATION (SPSL)
MSU10686 | Secure | 055 | TCPIP_Secure | GSM | Feeder | 0833 | 201 | 11 KV Alegaon Paga GFSS | 214533 | 33/11 Alegaon Paga
12625979 | DLMS-LnT | 053 | TCPIP_DLMS | GSM | Feeder | 0833 | 205 | 11 kv Nirvee | 214483 | 33/11 kv Shirasgaon Kata
00566842 | DLMS-HPL | 076 | TCPIP_DLMS | GSM | Feeder | 0833 | 305 | GFSS INAMGAON - BABULSAR | 214450 | 33 KV MANDANGAON FARATA
MSB61847 | Secure | 055 | TCPIP_Secure | GSM | Feeder | 0833 | 202 | 11 KV Alegapn Paga AG | 214533 | 33/11 Alegaon Paga
00566792 | DLMS-HPL | 076 | TCPIP_DLMS | GSM | Feeder | 0833 | 204 | 11 kv Temkarwadi | 214461 | 33 KV TAKALI HAJI
14007214 | LnT | 053 | TCPIP_DLMS | GSM | Feeder | 0833 | 201 | 11 KV NIMONE GAOTHAN | 214522 | 33/11 KV NImone Sub station
00308950 | DLMS-HPL | 076 | TCPIP_DLMS | GSM | Feeder | 0833 | 202 | 11 kv Shingawadi | 214461 | 33 KV TAKALI HAJI
00466501 | DLMS-HPL | 076 | TCPIP_DLMS | GSM | Feeder | 0833 | 202 | 11 kv fakte | 214470 | 33/11KV JAMBUT
00309081 | DLMS-HPL | 076 | TCPIP_DLMS | GSM | Feeder | 0833 | 201 | 11 kv jambut | 214470 | 33/11KV JAMBUT
00380550 | DLMS-HPL | 076 | TCPIP_DLMS | GSM | Feeder | 0833 | 203 | 11 kv wadner | 214470 | 33/11KV JAMBUT
00566818 | DLMS-HPL | 076 | TCPIP_DLMS | GSM | Feeder | 0833 | 305 | 22 Kv Mallikarjun GFSS | 214451 | 33/22/11 KV NHAVARA
00566825 | DLMS-HPL | 076 | TCPIP_DLMS | GSM | Feeder | 0833 | 304 | 22 KV Kawathe Gaothan | 214452 | 33KV/22KV MALTHAN
00566770 | DLMS-HPL | 076 | TCPIP_DLMS | GSM | Feeder | 0833 | 303 | 11 KV TANDALI AG | 214532 | 33/11 Ganegaon Dumala
MSP40576 | Secure | 055 | TCPIP_Secure | GSM | Feeder | 0833 | 202 | 11 KV UDANSHAHA BABA AG | 214532 | 33/11 Ganegaon Dumala
X0400057 | DLMS-Secure | 055 | TCPIP_DLMS | GSM | Feeder | 0833 | 302 | BABHULSAR | 214450 | 33 KV MANDANGAON FARATA
X0400042 | DLMS-Secure | 055 | TCPIP_DLMS | GSM | Feeder | 0833 | 301 | TAKALI HAJI | 214452 | 33KV/22KV MALTHAN
X1095890 | DLMS-Secure | 055 | TCPIP_DLMS | GSM | Feeder | 0833 | 309 | 22KV SHANI MANDIR | 217010 | 132/33/22 KV SHIRUR
X1960340 | DLMS-Secure | 055 | TCPIP_DLMS | GSM | Feeder | 0833 | 310 | 22KV BABURAO NAGAR | 217010 | 132/33/22 KV SHIRUR
X1095891 | DLMS-Secure | 055 | TCPIP_DLMS | GSM | Feeder | 0833 | 406 | 33 KV MALTHAN | 217101 | 132 KV KAWATHE YEMAI
17272451 | DLMS-LnT | 053 | TCPIP_DLMS | GSM | Feeder | 0833 | 202 | 11 KV PIMPALSUTI | 214483 | 33/11 kv Shirasgaon Kata
MSP52968 | DLMS-Secure | 055 | TCPIP_DLMS | GSM | Feeder | 0833 | 205 | 11 kv Ramnagar | 214470 | 33/11KV JAMBUT
X1960343 | DLMS-Secure | 055 | TCPIP_DLMS | GSM | Feeder | 0833 | 302 | Shirur Gavthan | 217010 | 132/33/22 KV SHIRUR
X0399010 | DLMS-Secure | 055 | TCPIP_DLMS | GSM | Feeder | 0833 | 308 | 22 kv Shirur Nagarpalika | 217010 | 132/33/22 KV SHIRUR
XE565727 | DLMS-Secure | 055 | TCPIP_DLMS | GSM | Feeder | 0833 | 401 | 33 KV PARAG AGRO | 217101 | 132 KV KAWATHE YEMAI
X0400061 | DLMS-Secure | 055 | TCPIP_DLMS | GSM | Feeder | 0833 | 301 | MANDAVGAON | 214450 | 33 KV MANDANGAON FARATA
17272435 | DLMS-LnT | 053 | TCPIP_DLMS | GSM | Feeder | 0833 | 201 | 11 KV Uralgaon | 214451 | 33/22/11 KV NHAVARA
X0400058 | DLMS-Secure | 055 | TCPIP_DLMS | GSM | Feeder | 0833 | 301 | Nhavara | 214451 | 33/22/11 KV NHAVARA
17272434 | DLMS-LnT | 053 | TCPIP_DLMS | GSM | Feeder | 0833 | 202 | 11 KV Ambale Gaothan | 214451 | 33/22/11 KV NHAVARA
17272426 | DLMS-LnT | 053 | TCPIP_DLMS | GSM | Feeder | 0833 | 203 | 11 KV Kolape Wasti Ag | 214451 | 33/22/11 KV NHAVARA
X0400059 | DLMS-Secure | 055 | TCPIP_DLMS | GSM | Feeder | 0833 | 303 | 22 KV Alegaon AG feeder | 214451 | 33/22/11 KV NHAVARA
17272550 | DLMS-LnT | 053 | TCPIP_DLMS | GSM | Feeder | 0833 | 202 | 11 KV SIDDHESHWAR AG | 214450 | 33 KV MANDANGAON FARATA
17272548 | DLMS-LnT | 053 | TCPIP_DLMS | GSM | Feeder | 0833 | 203 | JUNAMALA | 214450 | 33 KV MANDANGAON FARATA
XB403934 | DLMS-Secure | 055 | TCPIP_DLMS | GSM | Feeder | 0833 | 206 | 11 KV Pimpachiwadi | 214522 | 33/11 KV NImone Sub station
MSP52963 | DLMS-Secure | 055 | TCPIP_DLMS | GSM | Feeder | 0833 | 205 | 11 KV Kurhadwadi AG | 214522 | 33/11 KV NImone Sub station
MSP52962 | DLMS-Secure | 055 | TCPIP_DLMS | GSM | Feeder | 0833 | 206 | 11 Kv GurunathNagar | 214470 | 33/11KV JAMBUT
MSP52961 | DLMS-Secure | 055 | TCPIP_DLMS | GSM | Feeder | 0833 | 204 | 11 KV Gajare Mala | 214470 | 33/11KV JAMBUT
XB403935 | DLMS-Secure | 055 | TCPIP_DLMS | GSM | Feeder | 0833 | 201 | 11 SANGAMESHWAR AG | 214532 | 33/11 Ganegaon Dumala
X1960342 | DLMS-Secure | 055 | TCPIP_DLMS | GSM | Feeder | 0833 | 303 | PABAL | 217010 | 132/33/22 KV SHIRUR
X1960341 | DLMS-Secure | 055 | TCPIP_DLMS | GSM | Feeder | 0833 | 304 | KARDA | 217010 | 132/33/22 KV SHIRUR
17272460 | DLMS-LnT | 053 | TCPIP_DLMS | GSM | Feeder | 0833 | 201 | 11 KV WAGHESHWAR AG | 214450 | 33 KV MANDANGAON FARATA
X1096871 | DLMS-Secure | 055 | TCPIP_DLMS | GSM | Feeder | 0833 | 204 | 11 KV CHINCHANI | 214483 | 33/11 kv Shirasgaon Kata
04583241 | DLMS-Genus | 065 | TCPIP_DLMS | GSM | Feeder | 0833 | 207 | 11KV DHAN SANJIVANI | 214532 | 33/11 Ganegaon Dumala
00382225 | DLMS-HPL | 076 | TCPIP_DLMS | GSM | Feeder | 0833 | 305 | 22 kv industrial feeder | 214452 | 33KV/22KV MALTHAN
X1095876 | DLMS-Secure | 055 | TCPIP_DLMS | GSM | Feeder | 0833 | 303 | KURULI | 217037 | 132KV/33KV/22KV KURALI
X1095892 | DLMS-Secure | 055 | TCPIP_DLMS | GSM | Feeder | 0833 | 305 | MALLIKARJUN | 217010 | 132/33/22 KV SHIRUR
X1095877 | DLMS-Secure | 055 | TCPIP_DLMS | GSM | Feeder | 0833 | 301 | WADGAON | 217037 | 132KV/33KV/22KV KURALI
00308173 | DLMS-HPL | 076 | TCPIP_DLMS | GSM | Feeder | 0833 | 306 | 22 kv Amdabad | 214452 | 33KV/22KV MALTHAN
00466552 | DLMS-HPL | 076 | TCPIP_DLMS | GSM | Feeder | 0833 | 205 | Sablewadi | 214461 | 33 KV TAKALI HAJI
MS906902 | Secure | 055 | TCPIP_Secure | GSM | Feeder | 0833 | 206 | 11 KV ZAPFA | 214483 | 33/11 kv Shirasgaon Kata
00466551 | DLMS-HPL | 076 | TCPIP_DLMS | GSM | Feeder | 0833 | 206 | Takali Haji | 214461 | 33 KV TAKALI HAJI
MSP52970 | DLMS-Secure | 055 | TCPIP_DLMS | GSM | Feeder | 0833 | 207 | 11 Kv Dongargan | 214461 | 33 KV TAKALI HAJI
17272450 | DLMS-LnT | 053 | TCPIP_DLMS | GSM | Feeder | 0833 | 203 | 11 KV SHIRASGAON KATA GFSS | 214483 | 33/11 kv Shirasgaon Kata
17272452 | DLMS-LnT | 053 | TCPIP_DLMS | GSM | Feeder | 0833 | 201 | 11 kv Shirasgaon Kata | 214483 | 33/11 kv Shirasgaon Kata
X0400054 | DLMS-Secure | 055 | TCPIP_DLMS | GSM | Feeder | 0833 | 302 | Nimbone | 214451 | 33/22/11 KV NHAVARA
X0400043 | DLMS-Secure | 055 | TCPIP_DLMS | GSM | Feeder | 0833 | 302 | Kavathe | 214452 | 33KV/22KV MALTHAN
X0400056 | DLMS-Secure | 055 | TCPIP_DLMS | GSM | Feeder | 0833 | 303 | INAMGAON | 214450 | 33 KV MANDANGAON FARATA
X0400044 | DLMS-Secure | 055 | TCPIP_DLMS | GSM | Feeder | 0833 | 303 | Shastabad | 214452 | 33KV/22KV MALTHAN
17272449 | DLMS-LnT | 053 | TCPIP_DLMS | GSM | Feeder | 0833 | 203 | 11 KV Ranjangaon Sadas | 214533 | 33/11 Alegaon Paga
00566853 | DLMS-HPL | 076 | TCPIP_DLMS | GSM | Feeder | 0833 | 205 | 11KV ARANGAON AG | 214533 | 33/11 Alegaon Paga
00566762 | DLMS-HPL | 076 | TCPIP_DLMS | GSM | Feeder | 0841 | 201 | 11 KV SHIRWALI | 214484 | 33/11 KV NIGUDGHAR SUB STATION
00308835 | DLMS-HPL | 076 | TCPIP_DLMS | GSM | Feeder | 0841 | 301 | 22 KV HIRDOSHI AG | 217008 | 132 KV BHATGAR
00308171 | DLMS-HPL | 076 | TCPIP_DLMS | GSM | Feeder | 0841 | 204 | NIRA-DEVGHAR LIS | 214484 | 33/11 KV NIGUDGHAR SUB STATION
00466705 | DLMS-HPL | 076 | TCPIP_DLMS | GSM | Feeder | 0841 | 203 | 11 KV RAIRESHWAR | 214484 | 33/11 KV NIGUDGHAR SUB STATION
00309525 | DLMS-HPL | 076 | TCPIP_DLMS | GSM | Feeder | 0841 | 302 | 22 KV VELHA AG | 217008 | 132 KV BHATGAR
XB428758 | DLMS-Secure | 055 | TCPIP_DLMS | GSM | Feeder | 0841 | 201 | VEESGAON | 214544 | 33/11 KV KHANAPUR
MSE85871 | Secure | 055 | TCPIP_Secure | GSM | Feeder | 0841 | 303 | 22 KV BHOR RURAL GAVTHAN | 217008 | 132 KV BHATGAR
XB428757 | DLMS-Secure | 055 | TCPIP_DLMS | GSM | Feeder | 0841 | 202 | 11 KV KHANAPUR GAONTHAN | 214544 | 33/11 KV KHANAPUR
X0401344 | DLMS-Secure | 055 | TCPIP_DLMS | GSM | Feeder | 0841 | 202 | 11 KV WAGHJAI | 214484 | 33/11 KV NIGUDGHAR SUB STATION
X0400052 | DLMS-Secure | 055 | TCPIP_Secure | GSM | Feeder | 0841 | 305 | 22 KV BHOR URBAN GAOTHAN | 217008 | 132 KV BHATGAR
XB405575 | DLMS-Secure | 055 | TCPIP_DLMS | GSM | Feeder | 0841 | 205 | Pombardi Ag | 214484 | 33/11 KV NIGUDGHAR SUB STATION
X0400053 | DLMS-Secure | 055 | TCPIP_DLMS | GSM | Feeder | 0841 | 401 | 33 KV CELERITY POWER GENERATION FEEDER | 214484 | 33/11 KV NIGUDGHAR SUB STATION
MSP52725 | DLMS-Secure | 055 | TCPIP_DLMS | GSM | Feeder | 5878 | 209 | 11KV TONDAL AG | 214471 | 33/11KV PARINCHE
00308293 | DLMS-HPL | 076 | TCPIP_DLMS | GSM | Feeder | 5878 | 205 | 11KV KALDARI GFSS | 214471 | 33/11KV PARINCHE
00308292 | DLMS-HPL | 076 | TCPIP_DLMS | GSM | Feeder | 5878 | 201 | 11KV KALDARI AG | 214471 | 33/11KV PARINCHE
12006584 | LnT | 053 | TCPIP_LnT_9600 | GSM | Feeder | 5878 | 304 | 22 kv Nira R Ag (Malashi) | 213380 | NIRA SWITCHING STATION
13063087 | LnT | 053 | TCPIP_LnT_9600 | GSM | Feeder | 5878 | 305 | 22KV Pimpra Ag | 214520 | 33/22 KV NIRA SUBSTATION
13063073 | LnT | 053 | TCPIP_LnT_9600 | GSM | Feeder | 5878 | 307 | 22KV THOPATEWADI GAONTHAN | 214520 | 33/22 KV NIRA SUBSTATION
MSU17206 | Secure | 055 | TCPIP_Secure | GSM | Feeder | 5878 | 303 | 22KV MIDC | 214418 | 33KV/22KV JEJURI SUBSTATION
00308073 | DLMS-HPL | 076 | TCPIP_DLMS | GSM | Feeder | 5878 | 306 | 22 KV NIRA AG (U) | 213380 | NIRA SWITCHING STATION
00308346 | DLMS-HPL | 076 | TCPIP_DLMS | GSM | Feeder | 5878 | 202 | 11 KV PARINCHE AG | 214471 | 33/11KV PARINCHE
00310128 | DLMS-HPL | 076 | TCPIP_DLMS | GSM | Feeder | 5878 | 307 | 22KV WALHA AG | 214418 | 33KV/22KV JEJURI SUBSTATION
MSB59620 | Secure | 055 | TCPIP_Secure | GSM | Feeder | 5878 | 305 | 22KV NAZARE GFSS | 214418 | 33KV/22KV JEJURI SUBSTATION
14029813 | LnT | 053 | TCPIP_LnT_9600 | GSM | Feeder | 5878 | 302 | 22KV ADDL. MIDC JEJURI | 214418 | 33KV/22KV JEJURI SUBSTATION
17068129 | DLMS-LnT | 053 | TCPIP_DLMS | GSM | Feeder | 5878 | 201 | 11 KV MANDAKI AG | 214550 | 33/11KV MANDAKI SUB STATION
17086312 | DLMS-LnT | 053 | TCPIP_DLMS | GSM | Feeder | 5878 | 202 | 11 KV MANDAKI GAONTHAN | 214550 | 33/11KV MANDAKI SUB STATION
00311128 | DLMS-HPL | 076 | TCPIP_DLMS | GSM | Feeder | 5878 | 304 | 22 KV KOLVIHIRE AG | 214418 | 33KV/22KV JEJURI SUBSTATION
00380263 | DLMS-HPL | 076 | TCPIP_DLMS | GSM | Feeder | 5878 | 308 | 22 KV TAKRARWADI AG | 214418 | 33KV/22KV JEJURI SUBSTATION
MSP53211 | Secure | 055 | TCPIP_Secure | GSM | Feeder | 5878 | 206 | 11 KV DHALEWADI GFSS | 214517 | 33/11NAZARE SUB-STATION
MSP53218 | Secure | 055 | TCPIP_Secure | GSM | Feeder | 5878 | 205 | 11 KV BHOSALEWADI AG | 214517 | 33/11NAZARE SUB-STATION
XH407128 | DLMS-Secure | 055 | TCPIP_DLMS | GSM | Feeder | 5878 | 204 | 11 KV BHAIRAVNATH SPPS | 214550 | 33/11KV MANDAKI SUB STATION
12626887 | DLMS-LnT | 053 | TCPIP_DLMS | GSM | Feeder | 5878 | 203 | 11 KV JEUR AG | 214550 | 33/11KV MANDAKI SUB STATION
00573605 | DLMS-HPL | 076 | TCPIP_DLMS | GSM | Feeder | 5878 | 207 | 11KV KAMBALWADI | 214471 | 33/11KV PARINCHE
15010345 | LnT | 053 | TCPIP_LnT_9600 | GSM | Feeder | 5878 | 303 | 22KV NIRA (U) AG | 214520 | 33/22 KV NIRA SUBSTATION
15010344 | LnT | 053 | TCPIP_LnT_9600 | GSM | Feeder | 5878 | 304 | 22 KV Mandki Bhairavanth Express feeder | 214520 | 33/22 KV NIRA SUBSTATION
X2047463 | DLMS-Secure | 055 | TCPIP_DLMS | GSM | Feeder | 5878 | 303 | 22 KV WAGHAPUR AG | 214073 | 33/22 KV NEW BELSAR SUBSTATION
X2103560 | DLMS-Secure | 055 | TCPIP_DLMS | GSM | Feeder | 5878 | 302 | 22KV BELSAR GAOTHAN | 214073 | 33/22 KV NEW BELSAR SUBSTATION
X2047486 | DLMS-Secure | 055 | TCPIP_DLMS | GSM | Feeder | 5878 | 301 | 22KV BELSAR AG | 214073 | 33/22 KV NEW BELSAR SUBSTATION
08024980 | DLMS-Genus | 065 | TCPIP_DLMS | GSM | Feeder | 5878 | 306 | 22KV WALHA GFSS | 214418 | 33KV/22KV JEJURI SUBSTATION
XB407018 | DLMS-Secure | 055 | TCPIP_DLMS | GSM | Feeder | 5878 | 208 | Penjalwadi Ag | 214471 | 33/11KV PARINCHE
MSP52735 | DLMS-Secure | 055 | TCPIP_DLMS | GSM | Feeder | 5878 | 203 | 11KV VEER AG | 214471 | 33/11KV PARINCHE
X0398844 | DLMS-Secure | 055 | TCPIP_DLMS | GSM | Feeder | 5878 | 303 | 22KV Nira R GFSS (Someshwar) | 213380 | NIRA SWITCHING STATION
MSE85925 | Secure | 055 | TCPIP_Secure | GSM | Feeder | 5878 | 301 | 22KV JEJURI(U) FEEDER | 214418 | 33KV/22KV JEJURI SUBSTATION
13063075 | LnT | 053 | TCPIP_LnT_9600 | GSM | Feeder | 5878 | 302 | 22KV RAKH GAONTHAN | 214520 | 33/22 KV NIRA SUBSTATION
13063086 | LnT | 053 | TCPIP_LnT_9600 | GSM | Feeder | 5878 | 301 | 22 KV NIRA U GFSS | 214520 | 33/22 KV NIRA SUBSTATION
MSP53216 | DLMS-Secure | 055 | TCPIP_DLMS | GSM | Feeder | 5878 | 204 | 11KV NAZARE AG | 214517 | 33/11NAZARE SUB-STATION
MSP53217 | DLMS-Secure | 055 | TCPIP_DLMS | GSM | Feeder | 5878 | 203 | 11KV KOTHALE AG | 214517 | 33/11NAZARE SUB-STATION
MSP43802 | Secure | 055 | TCPIP_Secure | GSM | Feeder | 5878 | 204 | 11KV VEER GFSS | 214471 | 33/11KV PARINCHE
MSP53214 | DLMS-Secure | 055 | TCPIP_DLMS | GSM | Feeder | 5878 | 202 | 11KV PANDESHWAR AG | 214517 | 33/11NAZARE SUB-STATION
00308294 | DLMS-HPL | 076 | TCPIP_DLMS | GSM | Feeder | 5878 | 206 | 11KV PARINCHE GFSS | 214471 | 33/11KV PARINCHE
MSP53212 | DLMS-Secure | 055 | TCPIP_DLMS | GSM | Feeder | 5878 | 201 | 11KV PANDESHWAR GFSS | 214517 | 33/11NAZARE SUB-STATION
MSB59623 | Secure | 055 | TCPIP_Secure | GSM | Feeder | 5801 | 310 | 22 KV SASWAD NO 2 | 214424 | 33/22 KV SASWAD S/S
XB405577 | DLMS-Secure | 055 | TCPIP_DLMS | GSM | Feeder | 5801 | 303 | 22 KV Bhiwari Ag | 214540 | 33 KV Bopgaon
MSP57025 | DLMS-Secure | 055 | TCPIP_DLMS | GSM | Feeder | 5801 | 206 | 11 KV Mavadi/Pimpari | 214437 | 33 KV PISAWARE
00575425 | DLMS-HPL | 076 | TCPIP_DLMS | GSM | Feeder | 5801 | 312 | 22 KV KPC EXPRESS FEEDER | 214424 | 33/22 KV SASWAD S/S
00308291 | DLMS-HPL | 076 | TCPIP_DLMS | GSM | Feeder | 5801 | 308 | 22 KV PURANDAR GAONTHAN | 214424 | 33/22 KV SASWAD S/S
00309113 | DLMS-HPL | 076 | TCPIP_DLMS | GSM | Feeder | 5801 | 311 | 22 KV SHIVARI GAOTHAN | 214424 | 33/22 KV SASWAD S/S
00308267 | DLMS-HPL | 076 | TCPIP_DLMS | GSM | Feeder | 5801 | 305 | 22 KV DIWA GOATHAN | 214424 | 33/22 KV SASWAD S/S
00309114 | DLMS-HPL | 076 | TCPIP_DLMS | GSM | Feeder | 5801 | 307 | 22 KV SASWAD AG | 214424 | 33/22 KV SASWAD S/S
MSB59622 | Secure | 055 | TCPIP_Secure | GSM | Feeder | 5801 | 304 | 22 KV SASWAD U NO 1 | 214424 | 33/22 KV SASWAD S/S
00308266 | DLMS-HPL | 076 | TCPIP_DLMS | GSM | Feeder | 5801 | 306 | 22 KV KHALAD GAONTHAN | 214424 | 33/22 KV SASWAD S/S
00308952 | DLMS-HPL | 076 | TCPIP_DLMS | GSM | Feeder | 5801 | 309 | 22 KV DIVA INDUSTRIAL | 214424 | 33/22 KV SASWAD S/S
00381363 | DLMS-HPL | 076 | TCPIP_LNT | GSM | Feeder | 5801 | 301 | 22 KV PURANDAR AG | 214424 | 33/22 KV SASWAD S/S
00566834 | DLMS-HPL | 076 | TCPIP_LNT | GSM | Feeder | 5801 | 303 | 22 KV KHALAD AG | 214424 | 33/22 KV SASWAD S/S
00466504 | DLMS-HPL | 076 | TCPIP_DLMS | GSM | Feeder | 5801 | 201 | 11 KV BABAWADI SINGLEPHASING | 214437 | 33 KV PISAWARE
00566782 | DLMS-HPL | 076 | TCPIP_DLMS | GSM | Feeder | 5801 | 202 | 11 KV MALSHIRAS SINGLEPHASING | 214437 | 33 KV PISAWARE
00466898 | DLMS-HPL | 076 | TCPIP_DLMS | GSM | Feeder | 5801 | 203 | 11 KV RISEPISE SINGLE PHASING | 214437 | 33 KV PISAWARE
00310125 | DLMS-HPL | 076 | TCPIP_LNT | GSM | Feeder | 5801 | 302 | 22 KV SHIVARI AG | 214424 | 33/22 KV SASWAD S/S
08024960 | DLMS-Genus | 065 | TCPIP_DLMS | GSM | Feeder | 5801 | 301 | 22 KV Garade Gaothan | 214540 | 33 KV Bopgaon
X0400046 | DLMS-Secure | 055 | TCPIP_DLMS | GSM | Feeder | 5801 | 304 | 22 KV B K TOUGHENED GLASS | 214540 | 33 KV Bopgaon
XB412891 | DLMS-Secure | 055 | TCPIP_DLMS | GSM | Feeder | 5801 | 207 | 11 KV PURANDAR AGRO FEEDER | 214437 | 33 KV PISAWARE
MSP52724 | DLMS-Secure | 055 | TCPIP_DLMS | GSM | Feeder | 5801 | 204 | 11 KV BHULESHWAR 3 PHASE | 214437 | 33 KV PISAWARE
XB405574 | DLMS-Secure | 055 | TCPIP_DLMS | GSM | Feeder | 5801 | 302 | 22 KV Kodit Ag | 214540 | 33 KV Bopgaon
00466638 | DLMS-HPL | 076 | TCPIP_DLMS | GSM | Feeder | 5801 | 205 | 11 kV RAJURI SINGLE PHASING | 214437 | 33 KV PISAWARE
00467005 | DLMS-HPL | 076 | TCPIP_DLMS | GSM | Feeder | 0990 | 203 | NANDGAON | 256005 | 110 KV KALE
X0403028 | DLMS-Secure | 055 | TCPIP_DLMS | GSM | Feeder | 0990 | 203 | UNDALE | 254007 | UNDALE
11550126 | LnT | 053 | TCPIP_LnT_9600 | GSM | Feeder | 0990 | 208 | 11 KV YENPE FEEDER | 254007 | UNDALE
X0403032 | DLMS-Secure | 055 | TCPIP_DLMS | GSM | Feeder | 0990 | 204 | KOLE GAOTHAN | 254002 | KOLEWADI
X1256854 | DLMS-Secure | 055 | TCPIP_DLMS | GSM | Feeder | 0990 | 202 | YEWATI | 254007 | UNDALE
X1256857 | DLMS-Secure | 055 | TCPIP_DLMS | GSM | Feeder | 0990 | 203 | NANDGAON | 256005 | 110 KV KALE
X1256908 | DLMS-Secure | 055 | TCPIP_DLMS | GSM | Feeder | 0990 | 201 | 11 KV KASARSHIRAMBE AG | 254069 | Kalawade
X1256858 | DLMS-Secure | 055 | TCPIP_DLMS | GSM | Feeder | 0990 | 201 | 11 KV WING AG | 254064 | 33/11 KV WING
08023915 | DLMS-Genus | 065 | TCPIP_DLMS | GSM | Feeder | 0990 | 206 | 11 KV PHC UNDALE | 254007 | UNDALE
XF459830 | DLMS-Secure | 055 | TCPIP_DLMS | GSM | Feeder | 0990 | 206 | TALMAVALE AG | 254002 | KOLEWADI
09205627 | LnT | 053 | TCPIP_LnT_9600 | GSM | Feeder | 0990 | 205 | CHACHEGAON AG | 254002 | KOLEWADI
X0401364 | DLMS-Secure | 055 | TCPIP_DLMS | GSM | Feeder | 0990 | 203 | AREWADI | 254009 | TAMBVE
09205670 | LnT | 053 | TCPIP_LnT_9600 | GSM | Feeder | 0990 | 202 | 11 KV MALKHED | 254069 | Kalawade
09594719 | LnT | 053 | TCPIP_LnT_9600 | GSM | Feeder | 0990 | 204 | KODOLI AG | 254056 | 33/11 KV KALE
09594705 | LnT | 053 | TCPIP_LnT_9600 | GSM | Feeder | 0990 | 203 | 11 KV YERAVALE AG | 254064 | 33/11 KV WING
09205676 | LnT | 053 | TCPIP_LnT_9600 | GSM | Feeder | 0990 | 202 | SAJUR | 254009 | TAMBVE
07410074 | LnT | 053 | TCPIP_LNT | GSM | Feeder | 0990 | 203 | UNDALE | 254007 | UNDALE
12626852 | DLMS-LnT | 053 | TCPIP_DLMS | GSM | Feeder | 0990 | 204 | TAMBAVE LIS | 254009 | TAMBVE
X0403033 | DLMS-Secure | 055 | TCPIP_DLMS | GSM | Feeder | 0990 | 201 | KIRPE AG | 254002 | KOLEWADI
X0403022 | DLMS-Secure | 055 | TCPIP_DLMS | GSM | Feeder | 0990 | 205 | RETHARE | 256005 | 110 KV KALE
X0403045 | DLMS-Secure | 055 | TCPIP_DLMS | GSM | Feeder | 0990 | 202 | CHACHEGAON GAOTHAN | 254002 | KOLEWADI
17223947 | DLMS-LnT | 053 | TCPIP_DLMS | GSM | Feeder | 0990 | 203 | 11KV KALAWADE GAOTHAN | 254069 | Kalawade
17223950 | DLMS-LnT | 053 | TCPIP_DLMS | GSM | Feeder | 0990 | 202 | PACHWAD | 254056 | 33/11 KV KALE
X2103549 | DLMS-Secure | 055 | TCPIP_DLMS | GSM | Feeder | 0990 | 209 | 11 KV OND FEEDER | 254007 | UNDALE
08023918 | DLMS-Genus | 065 | TCPIP_DLMS | GSM | Feeder | 0990 | 206 | KALE | 256005 | 110 KV KALE
X1095371 | DLMS-Secure | 055 | TCPIP_DLMS | GSM | Feeder | 0990 | 402 | 33 KV DHEBEWADI | 254002 | KOLEWADI
XE419729 | DLMS-Secure | 055 | TCPIP_DLMS | GSM | Feeder | 0990 | 203 | DHEBEWADI GAOTHAN | 254002 | KOLEWADI
X1095372 | DLMS-Secure | 055 | TCPIP_DLMS | GSM | Feeder | 0990 | 206 | KALE | 256005 | 110 KV KALE
XF452917 | DLMS-Secure | 055 | TCPIP_DLMS | GSM | Feeder | 0990 | 205 | 11 KV MUNALWALE GAONTHAN FEEDER. | 254056 | 33/11 KV KALE
11550031 | LnT | 053 | TCPIP_LnT_9600 | GSM | Feeder | 0990 | 201 | YELGAON | 254007 | UNDALE
XD452925 | DLMS-Secure | 055 | TCPIP_DLMS | GSM | Feeder | 0990 | 205 | 11 KV PWW EXPRESS TAMBVE FEEDER | 254009 | TAMBVE
09205677 | LnT | 053 | TCPIP_LnT_9600 | GSM | Feeder | 0990 | 201 | TAMBVE | 254009 | TAMBVE
X2103544 | DLMS-Secure | 055 | TCPIP_DLMS | GSM | Feeder | 0990 | 207 | 11 KV SAWADE FEEDER | 254007 | UNDALE
X2103590 | DLMS-Secure | 055 | TCPIP_DLMS | GSM | Feeder | 0990 | 208 | 11 KV YENPE FEEDER | 254007 | UNDALE
X2047507 | DLMS-Secure | 055 | TCPIP_DLMS | GSM | Feeder | 0990 | 204 | 11 KV GHAREWADI GAOTHAN | 254064 | 33/11 KV WING
18205316 | DLMS-LnT | 053 | TCPIP_DLMS | GSM | Feeder | 0990 | 202 | 11 KV WING GAOTHAN | 254064 | 33/11 KV WING
00466966 | DLMS-HPL | 076 | TCPIP_DLMS | GSM | Feeder | 0922 | 207 | 11 KV VADOLI AG | 254059 | 33/11 KV Oglewadi SS
X1347523 | DLMS-Secure | 055 | TCPIP_DLMS | GSM | Feeder | 0922 | 208 | 11 KV BHUKAMP FEEDER. | 254059 | 33/11 KV Oglewadi SS
09205690 | LnT | 053 | TCPIP_LnT_9600 | GSM | Feeder | 0922 | 204 | 11 KV HIGH WAY | 254001 | 33/11 KV KARAD SS
09205692 | LnT | 053 | TCPIP_LnT_9600 | GSM | Feeder | 0922 | 203 | 11 KV MARKET YARD | 254001 | 33/11 KV KARAD SS
09205691 | LnT | 053 | TCPIP_LnT_9600 | GSM | Feeder | 0922 | 207 | 11 KV EXPRESS | 254001 | 33/11 KV KARAD SS
09205625 | LnT | 053 | TCPIP_LnT_9600 | GSM | Feeder | 0922 | 205 | 11 KV WAKHAN ROAD | 254001 | 33/11 KV KARAD SS
09205689 | LnT | 053 | TCPIP_LnT_9600 | GSM | Feeder | 0922 | 202 | 11 KV KRISHNA GHAT | 254001 | 33/11 KV KARAD SS
09205639 | LnT | 053 | TCPIP_LnT_9600 | GSM | Feeder | 0922 | 201 | 11 KV NAGARPALIKA | 254001 | 33/11 KV KARAD SS
08025111 | DLMS-Genus | 065 | TCPIP_DLMS | GSM | Feeder | 0922 | 206 | PARLE AG | 254059 | 33/11 KV Oglewadi SS
18205300 | DLMS-LnT | 053 | TCPIP_DLMS | GSM | Feeder | 0922 | 204 | Industrial | 254059 | 33/11 KV Oglewadi SS
11550068 | LnT | 053 | TCPIP_LnT_9600 | GSM | Feeder | 0922 | 202 | SAIDAPUR | 254059 | 33/11 KV Oglewadi SS
08025122 | DLMS-Genus | 065 | TCPIP_DLMS | GSM | Feeder | 0922 | 201 | OGALEWADI | 254059 | 33/11 KV Oglewadi SS
00466643 | DLMS-HPL | 076 | TCPIP_DLMS | GSM | Feeder | 0922 | 208 | 11 KV Chawadi Chowk | 254001 | 33/11 KV KARAD SS
17271076 | DLMS-LnT | 053 | TCPIP_DLMS | GSM | Feeder | 0922 | 203 | Surli Ag | 254059 | 33/11 KV Oglewadi SS
X2034678 | DLMS-Secure | 055 | TCPIP_DLMS | GSM | Feeder | 0922 | 202 | WAGHERI AG | 254095 | 33/11KV KARAWADI
X2034668 | DLMS-Secure | 055 | TCPIP_DLMS | GSM | Feeder | 0922 | 203 | 11 KV KAMATHI AG | 254095 | 33/11KV KARAWADI
X2034677 | DLMS-Secure | 055 | TCPIP_DLMS | GSM | Feeder | 0922 | 201 | 11 KV KARAWADI GAOTHAN | 254095 | 33/11KV KARAWADI
X1256864 | DLMS-Secure | 055 | TCPIP_DLMS | GSM | Feeder | 0922 | 205 | KOPARDE GAOTHAN | 254059 | 33/11 KV Oglewadi SS
09205688 | LnT | 053 | TCPIP_LnT_9600 | GSM | Feeder | 0922 | 206 | 11 KV COTTAGE HOSPITAL | 254001 | 33/11 KV KARAD SS
14017408 | LnT | 053 | TCPIP_LnT_9600 | GSM | Feeder | 5916 | 207 | MIDC-III | 254008 | 33/11 KV TALBID (TASWADE) SUB STATION
14017374 | LnT | 053 | TCPIP_LnT_9600 | GSM | Feeder | 5916 | 208 | MIDC- IV | 254008 | 33/11 KV TALBID (TASWADE) SUB STATION
X0935440 | DLMS-Secure | 055 | TCPIP_DLMS | GSM | Feeder | 5916 | 201 | KRISHNA HOSPITAL | 254004 | 33/11 KV MALKAPUR SUB STATION
17270952 | DLMS-LnT | 053 | TCPIP_DLMS | GSM | Feeder | 5916 | 206 | 11 KV Karve Gaothan | 254067 | 11KV TEMBHU SWITCHING STATION
X0401358 | DLMS-Secure | 055 | TCPIP_DLMS | GSM | Feeder | 5916 | 201 | VAHAGAON AG | 254008 | 33/11 KV TALBID (TASWADE) SUB STATION
08024488 | DLMS-Genus | 065 | TCPIP_DLMS | GSM | Feeder | 5916 | 205 | AAGASHIVNAGAR | 254004 | 33/11 KV MALKAPUR SUB STATION
08024640 | DLMS-Genus | 065 | TCPIP_DLMS | GSM | Feeder | 5916 | 204 | Goleshwar Gaothan | 254004 | 33/11 KV MALKAPUR SUB STATION
X1256862 | DLMS-Secure | 055 | TCPIP_DLMS | GSM | Feeder | 5916 | 203 | Goleshwar Ag | 254004 | 33/11 KV MALKAPUR SUB STATION
17271081 | DLMS-LnT | 053 | TCPIP_DLMS | GSM | Feeder | 5916 | 204 | TEMBHU GAONTHAN | 256011 | 110 KV TEMBHU
X0403047 | DLMS-Secure | 055 | TCPIP_DLMS | GSM | Feeder | 5916 | 210 | 11 KV MIDC V | 254008 | 33/11 KV TALBID (TASWADE) SUB STATION
X1095367 | DLMS-Secure | 055 | TCPIP_DLMS | GSM | Feeder | 5916 | 206 | 11 KV SHENOLI GAOTHAN FEEDER | 256012 | 110 KV RETHARE
X1095365 | DLMS-Secure | 055 | TCPIP_DLMS | GSM | Feeder | 5916 | 209 | Rethare LIS | 256012 | 110 KV RETHARE
X1095368 | DLMS-Secure | 055 | TCPIP_DLMS | GSM | Feeder | 5916 | 201 | Rethare Gaonthan (Karkhana) | 256012 | 110 KV RETHARE
X1095370 | DLMS-Secure | 055 | TCPIP_DLMS | GSM | Feeder | 5916 | 203 | COLLEGE AG | 256011 | 110 KV TEMBHU
X1095366 | DLMS-Secure | 055 | TCPIP_DLMS | GSM | Feeder | 5916 | 203 | RETHARE AG | 256012 | 110 KV RETHARE
09594679 | LnT | 053 | TCPIP_LnT_9600 | GSM | Feeder | 5916 | 202 | Khodashi Gaothan | 254005 | 33/11 KV MUNDHE SUB STATION
X0398737 | DLMS-Secure | 055 | TCPIP_DLMS | GSM | Feeder | 5916 | 206 | 11 KV Talbid Ag | 254008 | 33/11 KV TALBID (TASWADE) SUB STATION
MSP37648 | Secure | 055 | TCPIP_Secure | GSM | Feeder | 5916 | 207 | 11 KV Malkapur water works | 254004 | 33/11 KV MALKAPUR SUB STATION
00566889 | DLMS-HPL | 076 | TCPIP_DLMS | GSM | Feeder | 5916 | 204 | MIDC - I | 254008 | 33/11 KV TALBID (TASWADE) SUB STATION
14089068 | LnT | 053 | TCPIP_LnT_9600 | GSM | Feeder | 5916 | 203 | INDUSTRIAL FEEDER | 254073 | 33/11 KV VADGAON SUB STATION
14089113 | LnT | 053 | TCPIP_LnT_9600 | GSM | Feeder | 5916 | 201 | 11 KV VADGAON GAOTHAN | 254073 | 33/11 KV VADGAON SUB STATION
14089032 | LnT | 053 | TCPIP_LnT_9600 | GSM | Feeder | 5916 | 202 | 11 KV VADGAON AG | 254073 | 33/11 KV VADGAON SUB STATION
X1095369 | DLMS-Secure | 055 | TCPIP_DLMS | GSM | Feeder | 5916 | 204 | SHENOLI AG | 256012 | 110 KV RETHARE
X0403046 | DLMS-Secure | 055 | TCPIP_DLMS | GSM | Feeder | 5916 | 207 | 11 KV KESE AG FEEDER | 254005 | 33/11 KV MUNDHE SUB STATION
X0401435 | DLMS-Secure | 055 | TCPIP_DLMS | GSM | Feeder | 5916 | 201 | KARVE Ag | 254067 | 11KV TEMBHU SWITCHING STATION
X0398886 | DLMS-Secure | 055 | TCPIP_DLMS | GSM | Feeder | 5916 | 401 | HINDUSTAN | 254008 | 33/11 KV TALBID (TASWADE) SUB STATION
X0403024 | DLMS-Secure | 055 | TCPIP_DLMS | GSM | Feeder | 5916 | 202 | Vahagaon Gaothan | 254008 | 33/11 KV TALBID (TASWADE) SUB STATION
X0403034 | DLMS-Secure | 055 | TCPIP_DLMS | GSM | Feeder | 5916 | 206 | Supane Gaothan | 254005 | 33/11 KV MUNDHE SUB STATION
X0403037 | DLMS-Secure | 055 | TCPIP_DLMS | GSM | Feeder | 5916 | 205 | SANGAM LIS | 254005 | 33/11 KV MUNDHE SUB STATION
X0403041 | DLMS-Secure | 055 | TCPIP_DLMS | GSM | Feeder | 5916 | 201 | Supane AG | 254005 | 33/11 KV MUNDHE SUB STATION
X0398693 | DLMS-Secure | 055 | TCPIP_DLMS | GSM | Feeder | 5916 | 203 | SAHYADRI HOSPITAL | 254005 | 33/11 KV MUNDHE SUB STATION
00566893 | DLMS-HPL | 076 | TCPIP_DLMS | GSM | Feeder | 5916 | 202 | MALKAPUR Gaonthan | 254004 | 33/11 KV MALKAPUR SUB STATION
00566966 | DLMS-HPL | 076 | TCPIP_DLMS | GSM | Feeder | 5916 | 203 | ALFA-LAVAL | 254008 | 33/11 KV TALBID (TASWADE) SUB STATION
00566890 | DLMS-HPL | 076 | TCPIP_DLMS | GSM | Feeder | 5916 | 205 | MIDC - II | 254008 | 33/11 KV TALBID (TASWADE) SUB STATION
11550107 | LnT | 053 | TCPIP_LnT_9600 | GSM | Feeder | 5916 | 206 | Koyana Industrial Feeder | 254004 | 33/11 KV MALKAPUR SUB STATION
14796495 | ElsterABT1800 | 057 | TCPIP_ElsterABT1800 | GSM | Feeder | 5916 | 402 | 33 KV KHODASHI POWER PLANT | 254008 | 33/11 KV TALBID (TASWADE) SUB STATION
09205863 | LnT | 053 | TCPIP_LnT_9600 | GSM | Feeder | 5916 | 202 | TEMBHU LIS | 254067 | 11KV TEMBHU SWITCHING STATION
X0398680 | DLMS-Secure | 055 | TCPIP_DLMS | GSM | Feeder | 5916 | 204 | WARUNJI AG | 254005 | 33/11 KV MUNDHE SUB STATION
15060449 | LnT | 053 | TCPIP_LnT_9600 | GSM | Feeder | 5941 | 202 | 11 KV MARUL GAONTHAN | 254077 | 33/11 KV MARUL HAVELI
09205661 | LnT | 053 | TCPIP_LnT_9600 | GSM | Feeder | 5941 | 202 | 11 KV MALHARPETH AG ( LIS ) | 254022 | 33/11 KV MALHARPETH
09205658 | LnT | 053 | TCPIP_LnT_9600 | GSM | Feeder | 5941 | 201 | 11 KV KALGAON GAOTHAN | 254025 | 33/11 KV DHEBEWADI
15086421 | LnT | 053 | TCPIP_LnT_9600 | GSM | Feeder | 5941 | 201 | 11 KV NAWADI AG | 254077 | 33/11 KV MARUL HAVELI
15086467 | LnT | 053 | TCPIP_LnT_9600 | GSM | Feeder | 5941 | 203 | 11 KV DIVASHI AG | 254077 | 33/11 KV MARUL HAVELI
08024734 | DLMS-Genus | 065 | TCPIP_DLMS | GSM | Feeder | 5941 | 206 | 11 KV KALGAON AG | 254025 | 33/11 KV DHEBEWADI
11550106 | LnT | 053 | TCPIP_LnT_9600 | GSM | Feeder | 5941 | 202 | 11 KV JINTI GAOTHAN | 254025 | 33/11 KV DHEBEWADI
X1097618 | DLMS-Secure | 055 | TCPIP_DLMS | GSM | Feeder | 5941 | 206 | 11 KV SOMAIDEVI LIS FEEDER | 254022 | 33/11 KV MALHARPETH
X1095354 | DLMS-Secure | 055 | TCPIP_DLMS | GSM | Feeder | 5941 | 403 | 33 KV KOLEWADI (LIS) | 258015 | 220/33 KV MALHARPETH
X1431440 | DLMS-Secure | 055 | TCPIP_DLMS | GSM | Feeder | 5941 | 204 | 11 KV DESAI LIS EXPRESS FEEDER | 254077 | 33/11 KV MARUL HAVELI
14831690 | ElsterABT1800 | 057 | TCPIP_ElsterABT1800 | GSM | Feeder | 5941 | 401 | 33 KV MATREWADI | 254025 | 33/11 KV DHEBEWADI
11550143 | LnT | 053 | TCPIP_LnT_9600 | GSM | Feeder | 5941 | 205 | 11 KV SANBUR AG | 254025 | 33/11 KV DHEBEWADI
12627077 | DLMS-LnT | 053 | TCPIP_DLMS | GSM | Feeder | 5941 | 204 | 11 KV TALMAVALE GAOTHAN | 254025 | 33/11 KV DHEBEWADI
00466924 | DLMS-HPL | 076 | TCPIP_DLMS | GSM | Feeder | 5941 | 204 | 11 KV MALHARPETH GAONTHAN | 254022 | 33/11 KV MALHARPETH
X0403026 | DLMS-Secure | 055 | TCPIP_DLMS | GSM | Feeder | 5941 | 203 | 11 KV VIHE GAOTHAN | 254022 | 33/11 KV MALHARPETH
X0401365 | DLMS-Secure | 055 | TCPIP_DLMS | GSM | Feeder | 5941 | 201 | 11 KV MUNDHA AG | 254022 | 33/11 KV MALHARPETH
08023917 | DLMS-Genus | 065 | TCPIP_DLMS | GSM | Feeder | 5941 | 203 | 11 KV SANBUR GAONTHAN | 254025 | 33/11 KV DHEBEWADI
X1943595 | DLMS-Secure | 055 | TCPIP_DLMS | GSM | Feeder | 5941 | 207 | 11 KV PAPARDE GAONTHAN FEEDER | 254077 | 33/11 KV MARUL HAVELI
X1347520 | DLMS-Secure | 055 | TCPIP_DLMS | GSM | Feeder | 5959 | 205 | 11 KV KOYANA LIS | 254079 | MARALI
07410118 | LnT | 053 | TCPIP_LNT | GSM | Feeder | 5959 | 202 | KOYANA | 254024 | RASATI
00566968 | DLMS-HPL | 076 | TCPIP_DLMS | GSM | Feeder | 5959 | 209 | 11 KV KERAL GAONTHAN | 254021 | PATAN
00466566 | DLMS-HPL | 076 | TCPIP_DLMS | GSM | Feeder | 5959 | 201 | 11 KV MARALI GAOTHAN | 254079 | MARALI
00466567 | DLMS-HPL | 076 | TCPIP_DLMS | GSM | Feeder | 5959 | 203 | 11 KV MARALI AG | 254079 | MARALI
X1254121 | DLMS-Secure | 055 | TCPIP_DLMS | GSM | Feeder | 5959 | 204 | 11 KV NANEL GAONTHAN | 254024 | RASATI
X1271014 | DLMS-Secure | 055 | TCPIP_DLMS | GSM | Feeder | 5959 | 204 | 11 KV MORGIRI GANTHAN | 254079 | MARALI
18205317 | DLMS-LnT | 053 | TCPIP_DLMS | GSM | Feeder | 5959 | 204 | HELWAK | 254021 | PATAN
X1097621 | DLMS-Secure | 055 | TCPIP_DLMS | GSM | Feeder | 5959 | 201 | 11 KV Mandure Gaothan | 254021 | PATAN
09594422 | LnT | 053 | TCPIP_LnT_9600 | GSM | Feeder | 5959 | 206 | 11 KV MANDURE AG | 254021 | PATAN
X1098201 | DLMS-Secure | 055 | TCPIP_DLMS | GSM | Feeder | 5959 | 205 | MIDC | 254021 | PATAN
X1256896 | DLMS-Secure | 055 | TCPIP_DLMS | GSM | Feeder | 5959 | 201 | RASATI GAOTHAN | 254024 | RASATI
X1097574 | DLMS-Secure | 055 | TCPIP_DLMS | GSM | Feeder | 5959 | 203 | ADUL | 254021 | PATAN
X1097588 | DLMS-Secure | 055 | TCPIP_DLMS | GSM | Feeder | 5959 | 208 | PATAN URBAN | 254021 | PATAN
X1097592 | DLMS-Secure | 055 | TCPIP_DLMS | GSM | Feeder | 5959 | 402 | MARALI | 254021 | PATAN
00566974 | DLMS-HPL | 076 | TCPIP_DLMS | GSM | Feeder | 5959 | 202 | 11 KV MORGIRI AG | 254079 | MARALI
00566952 | DLMS-HPL | 076 | TCPIP_DLMS | GSM | Feeder | 5959 | 207 | 11 KV HELWAK AG | 254021 | PATAN
XF470590 | DLMS-Secure | 055 | TCPIP_DLMS | GSM | Feeder | 5959 | 210 | 11 KV VENKYES INDIA EXPRESS | 254021 | PATAN
07410116 | LnT | 053 | TCPIP_LNT | GSM | Feeder | 5959 | 202 | LIS | 254021 | PATAN
00466822 | DLMS-HPL | 076 | TCPIP_DLMS | GSM | Feeder | 5959 | 203 | RASATI AG | 254024 | RASATI
X1837995 | DLMS-Secure | 055 | TCPIP_DLMS | GSM | Feeder | 5932 | 401 | 33KV HANBARWADI LIS | 254066 | 33/11 KV SHAHAPUR
08024717 | DLMS-Genus | 065 | TCPIP_DLMS | GSM | Feeder | 5932 | 203 | PAL | 254003 | 33/11 KV UMBRAJ
08025118 | DLMS-Genus | 065 | TCPIP_DLMS | GSM | Feeder | 5932 | 205 | 11 KV KIWAL AG FEEDER | 254066 | 33/11 KV SHAHAPUR
XG437155 | DLMS-Secure | 055 | TCPIP_DLMS | GSM | Feeder | 5932 | 203 | 11 KV KAVATHE VG | 254086 | 33/11 KV KALGAON
X0403031 | DLMS-Secure | 055 | TCPIP_LnT_9600 | GSM | Feeder | 5932 | 202 | 11 KV SHAHAPUR AG | 254066 | 33/11 KV SHAHAPUR
08023888 | DLMS-Genus | 065 | TCPIP_DLMS | GSM | Feeder | 5932 | 202 | 11 KV HELGAON AG | 254006 | 33/11 KV MASUR
X2146011 | DLMS-Secure | 055 | TCPIP_DLMS | GSM | Feeder | 5932 | 402 | 33KV PERALE FEEDER | 254086 | 33/11 KV KALGAON
00466844 | DLMS-HPL | 076 | TCPIP_DLMS | GSM | Feeder | 5932 | 204 | 11 KV BAMBAWADE AG | 254023 | 33/11 KV TARALE
00467008 | DLMS-HPL | 076 | TCPIP_DLMS | GSM | Feeder | 5932 | 205 | TARALE -AG- | 254023 | 33/11 KV TARALE
00466856 | DLMS-HPL | 076 | TCPIP_DLMS | GSM | Feeder | 5932 | 202 | 11 KV TARALE VLG | 254023 | 33/11 KV TARALE
00466930 | DLMS-HPL | 076 | TCPIP_DLMS | GSM | Feeder | 5932 | 201 | 11 KV SHAHAPUR VLG | 254066 | 33/11 KV SHAHAPUR
00566978 | DLMS-HPL | 076 | TCPIP_DLMS | GSM | Feeder | 5932 | 204 | 11 KV KHANDOBA EXPRESS | 254055 | 33/11 KV PAL
00566969 | DLMS-HPL | 076 | TCPIP_DLMS | GSM | Feeder | 5932 | 202 | charegaon vlg | 254065 | 33/11 KV URUL
00566883 | DLMS-HPL | 076 | TCPIP_DLMS | GSM | Feeder | 5932 | 206 | 11 KV CHAFAL AG | 254003 | 33/11 KV UMBRAJ
00566888 | DLMS-HPL | 076 | TCPIP_DLMS | GSM | Feeder | 5932 | 204 | 11 KV PERLE VLG | 254003 | 33/11 KV UMBRAJ
X1256898 | DLMS-Secure | 055 | TCPIP_DLMS | GSM | Feeder | 5932 | 201 | 11 KV BAMBAWADE VLG | 254023 | 33/11 KV TARALE
18205304 | DLMS-LnT | 053 | TCPIP_DLMS | GSM | Feeder | 5932 | 201 | 11 KV CHORE VIG | 254055 | 33/11 KV PAL
08024695 | DLMS-Genus | 065 | TCPIP_DLMS | GSM | Feeder | 5932 | 203 | 11 KV RISWAD AG | 254066 | 33/11 KV SHAHAPUR
X1123961 | DLMS-Secure | 055 | TCPIP_DLMS | GSM | Feeder | 5932 | 207 | 11 KV PAL GAOTHAN | 254055 | 33/11 KV PAL
XH407554 | DLMS-Secure | 055 | TCPIP_DLMS | GSM | Feeder | 5932 | 204 | 11 KV ANATWADI GAONTHAN | 254066 | 33/11 KV SHAHAPUR
08024707 | DLMS-Genus | 065 | TCPIP_DLMS | GSM | Feeder | 5932 | 202 | 11 KV MASUR VLG | 254003 | 33/11 KV UMBRAJ
08024692 | DLMS-Genus | 065 | TCPIP_DLMS | GSM | Feeder | 5932 | 203 | 11 KV DUSALE VLG | 254023 | 33/11 KV TARALE
X0401678 | DLMS-Secure | 055 | TCPIP_DLMS | GSM | Feeder | 5932 | 401 | 33 KV UMESHWAR LIS | 254003 | 33/11 KV UMBRAJ
08023247 | DLMS-Genus | 065 | TCPIP_DLMS | GSM | Feeder | 5932 | 201 | 11 KV CHAFAL VLG | 254003 | 33/11 KV UMBRAJ
00307928 | DLMS-HPL | 076 | TCPIP_DLMS | GSM | Feeder | 5932 | 206 | 11 KV KALGAON VLG | 254006 | 33/11 KV MASUR
11550186 | LnT | 053 | TCPIP_LnT_9600 | GSM | Feeder | 5932 | 205 | 11 KV VARADE AG | 254003 | 33/11 KV UMBRAJ
07410075 | LnT | 053 | TCPIP_LNT | GSM | Feeder | 5932 | 208 | 11 KV KHARADE AG | 254006 | 33/11 KV MASUR
07410070 | LnT | 053 | TCPIP_LNT | GSM | Feeder | 5932 | 205 | 11 KV MASUR VLG | 254006 | 33/11 KV MASUR
11550187 | LnT | 053 | TCPIP_LnT_9600 | GSM | Feeder | 5932 | 207 | 11 KV SATYAM EXPRESS | 254006 | 33/11 KV MASUR
XH407560 | DLMS-Secure | 055 | TCPIP_DLMS | GSM | Feeder | 5932 | 205 | 11 KV DHANARVAL AG FEEDER | 254055 | 33/11 KV PAL
11550185 | LnT | 053 | TCPIP_LnT_9600 | GSM | Feeder | 5932 | 201 | 11 KV SHAMGAON AG | 254006 | 33/11 KV MASUR
00466821 | DLMS-HPL | 076 | TCPIP_DLMS | GSM | Feeder | 5932 | 203 | 11 KV KONEGAON AG | 254006 | 33/11 KV MASUR
07410057 | LnT | 053 | TCPIP_LNT | GSM | Feeder | 5932 | 204 | 11 KV SHAHAPUR AG | 254006 | 33/11 KV MASUR
X1797299 | DLMS-Secure | 055 | TCPIP_DLMS | GSM | Feeder | 5932 | 203 | KORTI VILLAGE | 254089 | 33/11KV PERALE
X1797318 | DLMS-Secure | 055 | TCPIP_DLMS | GSM | Feeder | 5932 | 202 | PERALE AG | 254089 | 33/11KV PERALE
X1794664 | DLMS-Secure | 055 | TCPIP_DLMS | GSM | Feeder | 5932 | 201 | KORTI AG | 254089 | 33/11KV PERALE
17223945 | DLMS-LnT | 053 | TCPIP_DLMS | GSM | Feeder | 5932 | 203 | 11 KV SHIRGAON AG | 254055 | 33/11 KV PAL
XF470340 | DLMS-Secure | 055 | TCPIP_DLMS | GSM | Feeder | 5932 | 206 | 11 KV SHIRAWADE AG | 254066 | 33/11 KV SHAHAPUR
XH407579 | DLMS-Secure | 055 | TCPIP_DLMS | GSM | Feeder | 5932 | 206 | 11 KV HARPALWADI AG FEEDER | 254055 | 33/11 KV PAL
XG437156 | DLMS-Secure | 055 | TCPIP_DLMS | GSM | Feeder | 5932 | 201 | 11 KV BORJAI AG | 254086 | 33/11 KV KALGAON
XF471045 | DLMS-Secure | 055 | TCPIP_DLMS | GSM | Feeder | 5932 | 202 | 11 KV PADLI AG | 254086 | 33/11 KV KALGAON
12626984 | DLMS-LnT | 053 | TCPIP_DLMS | GSM | Feeder | 5932 | 202 | 11 KV VADGAON AG | 254055 | 33/11 KV PAL
X2146012 | DLMS-Secure | 055 | TCPIP_DLMS | GSM | Feeder | 5932 | 402 | 33KV KALGAON FEEDER | 254089 | 33/11KV PERALE
X0401357 | DLMS-Secure | 055 | TCPIP_DLMS | GSM | Feeder | 5932 | 203 | 11 KV MAZGAON AG | 254065 | 33/11 KV URUL
X0401688 | DLMS-Secure | 055 | TCPIP_DLMS | GSM | Feeder | 4819 | 306 | 22 KV BHADE AG | 257013 | 132/33/22 KV SHIRWAL EHV
X0398889 | DLMS-Secure | 055 | TCPIP_DLMS | GSM | Feeder | 4819 | 408 | 33 KV FINOLEX EXPRESS | 257013 | 132/33/22 KV SHIRWAL EHV
X0398890 | DLMS-Secure | 055 | TCPIP_DLMS | GSM | Feeder | 4819 | 407 | 33 KV DATWYLER PHARMA EXPRESS | 257013 | 132/33/22 KV SHIRWAL EHV
17271072 | DLMS-LnT | 053 | TCPIP_DLMS | GSM | Feeder | 4819 | 401 | 33 KV PANACHE EXPRESS | 254052 | 33/22 KV MHAVASHI
17270978 | DLMS-LnT | 053 | TCPIP_DLMS | GSM | Feeder | 4819 | 301 | 22 KV AHIRE AG | 254052 | 33/22 KV MHAVASHI
17270981 | DLMS-LnT | 053 | TCPIP_DLMS | GSM | Feeder | 4819 | 303 | 22 KV AHIRE GAO | 254052 | 33/22 KV MHAVASHI
X1095848 | DLMS-Secure | 055 | TCPIP_DLMS | GSM | Feeder | 4819 | 305 | 22 KV HITECH EXPRESS | 254052 | 33/22 KV MHAVASHI
17271069 | DLMS-LnT | 053 | TCPIP_DLMS | GSM | Feeder | 4819 | 303 | 22 KV INDUSTRIAL | 254045 | 33/22 KV SHINDEWADI
17271071 | DLMS-LnT | 053 | TCPIP_DLMS | GSM | Feeder | 4819 | 403 | 33 KV SUSSEN ASIA EXPRESS | 254045 | 33/22 KV SHINDEWADI
17271070 | DLMS-LnT | 053 | TCPIP_DLMS | GSM | Feeder | 4819 | 402 | 33 KV GODREJ EXPRESS | 254045 | 33/22 KV SHINDEWADI
17270964 | DLMS-LnT | 053 | TCPIP_DLMS | GSM | Feeder | 4819 | 301 | 22 KV WING GAO | 254045 | 33/22 KV SHINDEWADI
17270979 | DLMS-LnT | 053 | TCPIP_DLMS | GSM | Feeder | 4819 | 302 | 22 KV KHANDALA GAO | 254052 | 33/22 KV MHAVASHI
17270971 | DLMS-LnT | 053 | TCPIP_DLMS | GSM | Feeder | 4819 | 305 | 22 KV WING INDUSTRIAL FEEDER | 254045 | 33/22 KV SHINDEWADI
11550079 | LnT | 053 | TCPIP_LnT_9600 | GSM | Feeder | 4819 | 304 | 22 KV TUBE EXPRESS | 254045 | 33/22 KV SHINDEWADI
Q0760713 | DLMS-Secure | 055 | TCPIP_DLMS | GSM | Feeder | 4819 | 306 | 22 KV MOLD TECH NON EXP | 254052 | 33/22 KV MHAVASHI
X1797305 | Secure | 055 | TCPIP_Secure | GSM | Feeder | 4819 | 307 | 22 KV LOHOM GAOTHAN | 254090 | 33/22 KV KESURDI MIDC
17271088 | DLMS-LnT | 053 | TCPIP_DLMS | GSM | Feeder | 4819 | 308 | 22 KV WATHAR COLONY GAO | 257013 | 132/33/22 KV SHIRWAL EHV
Q0585613 | DLMS-Secure | 055 | TCPIP_DLMS | GSM | Feeder | 4819 | 304 | 22 KV TBK EXPRESS | 254052 | 33/22 KV MHAVASHI
XD502249 | DLMS-Secure | 055 | TCPIP_DLMS | GSM | Feeder | 4819 | 402 | 33 KV KARKHANA | 254052 | 33/22 KV MHAVASHI
08024633 | DLMS-Genus | 065 | TCPIP_DLMS | GSM | Feeder | 4819 | 307 | 22 KV AJNUJ AG | 254052 | 33/22 KV MHAVASHI
X0398888 | DLMS-Secure | 055 | TCPIP_DLMS | GSM | Feeder | 4819 | 302 | 22 KV SHINDEWADI GAO | 254045 | 33/22 KV SHINDEWADI
X1797303 | Secure | 055 | TCPIP_Secure | GSM | Feeder | 4819 | 303 | 22 KV MIDC PHASE II | 254090 | 33/22 KV KESURDI MIDC
17223946 | DLMS-LnT | 053 | TCPIP_DLMS | GSM | Feeder | 5983 | 305 | 22 KV LONAND PWW EXPRESS | 253003 | 22 KV MIDC SWITCHING STATION
12363128 | ElsterABT1800 | 057 | TCPIP_ElsterABT1800 | GSM | Feeder | 5983 | 702 | 132 KV Mahati Hydro | 258003 | 220/132 KV LONAND
X0398689 | DLMS-Secure | 055 | TCPIP_DLMS | GSM | Feeder | 5983 | 303 | 22 KV LONAND MIDC | 253003 | 22 KV MIDC SWITCHING STATION
X0398690 | DLMS-Secure | 055 | TCPIP_DLMS | GSM | Feeder | 5983 | 304 | 22 KV KHED GAOTHAN | 253003 | 22 KV MIDC SWITCHING STATION
X0849805 | DLMS-Secure | 055 | TCPIP_DLMS | GSM | Feeder | 5983 | 306 | 22 KV PIMAPRE AG | 253003 | 22 KV MIDC SWITCHING STATION
17271083 | DLMS-LnT | 053 | TCPIP_DLMS | GSM | Feeder | 5983 | 310 | 22 KV Hingangoan Ag. | 258003 | 220/132 KV LONAND
X0398432 | DLMS-Secure | 055 | TCPIP_DLMS | GSM | Feeder | 5983 | 303 | 22KV TARADGAON AG | 258003 | 220/132 KV LONAND
X1095347 | DLMS-Secure | 055 | TCPIP_DLMS | GSM | Feeder | 5983 | 304 | 22 KV TAMBAVE AG | 258003 | 220/132 KV LONAND
X1095346 | DLMS-Secure | 055 | TCPIP_DLMS | GSM | Feeder | 5983 | 301 | 22 KV PADEGAON GAOTHAN | 258003 | 220/132 KV LONAND
X1963678 | DLMS-Secure | 055 | TCPIP_DLMS | GSM | Feeder | 5983 | 302 | 22KVSHEDGEWADI AG | 257089 | 33/22KV BHADE
X1963683 | DLMS-Secure | 055 | TCPIP_DLMS | GSM | Feeder | 5983 | 301 | 22KV TONDAL AG | 257089 | 33/22KV BHADE
X2000759 | DLMS-Secure | 055 | TCPIP_DLMS | GSM | Feeder | 5983 | 303 | 22 KV BHADE GAVTHAN | 257089 | 33/22KV BHADE
X0398687 | DLMS-Secure | 055 | TCPIP_DLMS | GSM | Feeder | 5983 | 302 | 22 KV ANDHURI AG | 253003 | 22 KV MIDC SWITCHING STATION
17270948 | DLMS-LnT | 053 | TCPIP_DLMS | GSM | Feeder | 5967 | 304 | WATHAR -NIMBLAK- AG | 254043 | SURAWADI
X0398985 | DLMS-Secure | 055 | TCPIP_DLMS | GSM | Feeder | 5967 | 301 | Wathar- N Ag | 254051 | WAKHARI
17271093 | DLMS-LnT | 053 | TCPIP_DLMS | GSM | Feeder | 5967 | 303 | Tathawada Ag | 254051 | WAKHARI
08023914 | DLMS-Genus | 065 | TCPIP_DLMS | GSM | Feeder | 5967 | 305 | 22 KV Dudhebavi AG | 254058 | 33/22 KV Saskal
X1837582 | DLMS-Secure | 055 | TCPIP_DLMS | GSM | Feeder | 5967 | 301 | 22 KV NIMBLAK GAOTHAN | 254094 | 33/22 KV TAKALWADA SUBSTATION
X1837595 | DLMS-Secure | 055 | TCPIP_DLMS | GSM | Feeder | 5967 | 302 | 22 KV MATHACHIWADI AG | 254094 | 33/22 KV TAKALWADA SUBSTATION
X1797314 | DLMS-Secure | 055 | TCPIP_DLMS | GSM | Feeder | 5967 | 303 | 22 KV NIMBLAK AG | 254094 | 33/22 KV TAKALWADA SUBSTATION
X2103562 | DLMS-Secure | 055 | TCPIP_DLMS | GSM | Feeder | 5967 | 308 | 22 KV MIRGAV WATHAR AG FEEDER | 254051 | WAKHARI
X2047503 | DLMS-Secure | 055 | TCPIP_DLMS | GSM | Feeder | 5967 | 309 | 22 KV TARDAF AG FEEDER | 254051 | WAKHARI
X1837558 | DLMS-Secure | 055 | TCPIP_DLMS | GSM | Feeder | 5967 | 304 | 22 KV PIMPRAD AG FEEDER | 254094 | 33/22 KV TAKALWADA SUBSTATION
11550010 | LnT | 053 | TCPIP_LnT_9600 | GSM | Feeder | 5967 | 306 | 22 KV RAJURI GAONTHAN | 254046 | 33/22 KV BARAD
02814537 | ElsterABT1800 | 057 | TCPIP_ElsterABT1800 | GSM | Feeder | 5967 | 701 | 132 KV Sharayu Agro Industries Co-Gen | 258024 | 220 kv surawadi EHV
07427104 | LnT | 053 | TCPIP_LNT | GSM | Feeder | 5967 | 305 | 22 KV Sarade AG | 254048 | BEDAKEWASTI
17270960 | DLMS-LnT | 053 | TCPIP_DLMS | GSM | Feeder | 5967 | 301 | SAKHARWADI AG | 254043 | SURAWADI
17270962 | DLMS-LnT | 053 | TCPIP_DLMS | GSM | Feeder | 5967 | 302 | BIBI AG | 254047 | KAPASHI
17270977 | DLMS-LnT | 053 | TCPIP_DLMS | GSM | Feeder | 5967 | 301 | 22 Kv Giravi Ag | 254058 | 33/22 KV Saskal
X0398983 | DLMS-Secure | 055 | TCPIP_DLMS | GSM | Feeder | 5967 | 302 | Upalwe Ag | 254051 | WAKHARI
13063053 | LnT | 053 | TCPIP_LnT_9600 | GSM | Feeder | 5967 | 302 | SATE PHATTA AG | 254074 | 33/22 KV Rajale
13063065 | LnT | 053 | TCPIP_LnT_9600 | GSM | Feeder | 5967 | 301 | JANAI AG | 254074 | 33/22 KV Rajale
09206188 | LnT | 053 | TCPIP_LnT_9600 | GSM | Feeder | 5967 | 301 | 22KV BARAD AG | 254046 | 33/22 KV BARAD
07328343 | LnT | 053 | TCPIP_LNT | GSM | Feeder | 5967 | 304 | Barad Gaonthan | 254046 | 33/22 KV BARAD
13063066 | LnT | 053 | TCPIP_LnT_9600 | GSM | Feeder | 5967 | 303 | RAJALE GAON | 254074 | 33/22 KV Rajale
18205295 | DLMS-LnT | 053 | TCPIP_DLMS | GSM | Feeder | 5967 | 302 | 22 Kv Vinchurni Ag | 254058 | 33/22 KV Saskal
08024736 | DLMS-Genus | 065 | TCPIP_DLMS | GSM | Feeder | 5967 | 308 | 22 KV NANDAL GAONTHAN | 254043 | SURAWADI
00566761 | DLMS-HPL | 076 | TCPIP_DLMS | GSM | Feeder | 5967 | 304 | ADARKI GOANTHAN | 254047 | KAPASHI
Q0592120 | DLMS-Secure | 055 | TCPIP_DLMS | GSM | Feeder | 5967 | 403 | cummines india limited | 254043 | SURAWADI
Q0645681 | DLMS-Secure | 055 | TCPIP_DLMS | GSM | Feeder | 5967 | 702 | 132KV SHRI DUTT INDIA CO-GENERATION | 258024 | 220 kv surawadi EHV
Q0430189 | DLMS-Secure | 055 | TCPIP_DLMS | GSM | Feeder | 5967 | 401 | PHALTAN COMPONANT PLANT-2(PHP2) | 254043 | SURAWADI
00566955 | DLMS-HPL | 076 | TCPIP_DLMS | GSM | Feeder | 5967 | 304 | 22 KV ASU GAOTHAN | 254048 | BEDAKEWASTI
14796511 | ElsterABT1800 | 057 | TCPIP_ElsterABT1800 | GSM | Feeder | 5967 | 405 | 33 kv cummins india ltd | 258024 | 220 kv surawadi EHV
02814109 | ElsterABT1800 | 057 | TCPIP_ElsterABT1800 | GSM | Feeder | 5967 | 801 | SWARAJ INDIA AGRO LTD CO-GEN | 258024 | 220 kv surawadi EHV
Q0592099 | DLMS-Secure | 055 | TCPIP_DLMS | GSM | Feeder | 5967 | 304 | Wathar-N Gaonthan | 254051 | WAKHARI
17270963 | DLMS-LnT | 053 | TCPIP_DLMS | GSM | Feeder | 5967 | 303 | MULIKWADI AG | 254047 | KAPASHI
00466928 | DLMS-HPL | 076 | TCPIP_DLMS | GSM | Feeder | 5967 | 306 | Tathawada Gaonthan | 254051 | WAKHARI
00466929 | DLMS-HPL | 076 | TCPIP_DLMS | GSM | Feeder | 5967 | 305 | 22 KV GUNAWARE GAOTHAN | 254046 | 33/22 KV BARAD
18205289 | DLMS-LnT | 053 | TCPIP_DLMS | GSM | Feeder | 5967 | 309 | 22 KV NIMBHORE GAONTHAN | 254043 | SURAWADI
X1359798 | DLMS-Secure | 055 | TCPIP_DLMS | GSM | Feeder | 5967 | 306 | EESL SOLAR FEEDER AT ASU | 254048 | BEDAKEWASTI
X1359800 | DLMS-Secure | 055 | TCPIP_DLMS | GSM | Feeder | 5967 | 307 | EESL SOLAR FEEDER AT WAKHARI | 254051 | WAKHARI
08023916 | DLMS-Genus | 065 | TCPIP_DLMS | GSM | Feeder | 5967 | 308 | JAWALI AG | 254046 | 33/22 KV BARAD
17270959 | DLMS-LnT | 053 | TCPIP_DLMS | GSM | Feeder | 5967 | 303 | NIMBHORE AG FEEDER | 254043 | SURAWADI
17271078 | DLMS-LnT | 053 | TCPIP_DLMS | GSM | Feeder | 5967 | 302 | MUNJAWADI AG | 254046 | 33/22 KV BARAD
17271079 | DLMS-LnT | 053 | TCPIP_DLMS | GSM | Feeder | 5967 | 303 | ANDHRUD AG | 254046 | 33/22 KV BARAD
17270961 | DLMS-LnT | 053 | TCPIP_DLMS | GSM | Feeder | 5967 | 301 | ADARKI AG | 254047 | KAPASHI
17271080 | DLMS-LnT | 053 | TCPIP_DLMS | GSM | Feeder | 5967 | 307 | 22 KV Nimblak AG | 254046 | 33/22 KV BARAD
17270947 | DLMS-LnT | 053 | TCPIP_DLMS | GSM | Feeder | 5967 | 301 | GOKHALI AG | 254048 | BEDAKEWASTI
17270965 | DLMS-LnT | 053 | TCPIP_DLMS | GSM | Feeder | 5967 | 302 | ASU AG | 254048 | BEDAKEWASTI
17271077 | DLMS-LnT | 053 | TCPIP_DLMS | GSM | Feeder | 5967 | 305 | SWARAJ EXPRESS | 254043 | SURAWADI
18205299 | DLMS-LnT | 053 | TCPIP_DLMS | GSM | Feeder | 5967 | 306 | SIDDHIVINAYAK BIO-ENERGY | 254047 | KAPASHI
18205297 | DLMS-LnT | 053 | TCPIP_DLMS | GSM | Feeder | 5967 | 305 | BIBI GAOTHAN | 254047 | KAPASHI
18205296 | DLMS-LnT | 053 | TCPIP_DLMS | GSM | Feeder | 5967 | 304 | 22 KV Wadale AG | 254058 | 33/22 KV Saskal
18205294 | DLMS-LnT | 053 | TCPIP_DLMS | GSM | Feeder | 5967 | 303 | 22 KV SASKAL AG | 254058 | 33/22 KV Saskal
18205290 | DLMS-LnT | 053 | TCPIP_DLMS | GSM | Feeder | 5967 | 307 | 22 KV SAKHARWADI GAOTHAN | 254043 | SURAWADI
08024735 | DLMS-Genus | 065 | TCPIP_DLMS | GSM | Feeder | 5967 | 307 | 22KV HANUMATWADI AG | 254048 | BEDAKEWASTI
17270976 | DLMS-LnT | 053 | TCPIP_DLMS | GSM | Feeder | 5967 | 306 | 22 KV Dudhebavi Gaonthan | 254058 | 33/22 KV Saskal
11550064 | LnT | 053 | TCPIP_LnT_9600 | GSM | Feeder | 5967 | 305 | Upalawe Gaonthan | 254051 | WAKHARI
14796510 | ElsterABT1800 | 057 | TCPIP_ElsterABT1800 | GSM | Feeder | 5967 | 406 | 33 KV CUMMINES Technology india ltd | 258024 | 220 kv surawadi EHV
X2047489 | DLMS-Secure | 055 | TCPIP_DLMS | GSM | Feeder | 5967 | 307 | 22 KV MANDAVKHADAK AG FEEDER | 254058 | 33/22 KV Saskal
X2103592 | DLMS-Secure | 055 | TCPIP_DLMS | GSM | Feeder | 5967 | 309 | 22 KV DUDHEBAVI GAOTHAN NO.2 FEEDER | 254058 | 33/22 KV Saskal
X2047462 | DLMS-Secure | 055 | TCPIP_DLMS | GSM | Feeder | 5967 | 308 | 22 KV DHUMALWADI AG FEEDER | 254058 | 33/22 KV Saskal
15032561 | LnT | 053 | TCPIP_LnT_9600 | GSM | Feeder | 5975 | 401 | 33KV MAHARASHTRA FOOD | 254061 | 33/22 KV SOMANTHALI
17270985 | DLMS-LnT | 053 | TCPIP_DLMS | GSM | Feeder | 5975 | 303 | 22 KV SASTEWADI | 254061 | 33/22 KV SOMANTHALI
17270986 | DLMS-LnT | 053 | TCPIP_DLMS | GSM | Feeder | 5975 | 304 | 22 KV SANGAVI | 254061 | 33/22 KV SOMANTHALI
Q0462124 | DLMS-Secure | 055 | TCPIP_DLMS | GSM | Feeder | 5975 | 305 | 22 KV MORAYA MILK FEEDER | 257004 | 132 KV PHALTAN
09205828 | LnT | 053 | TCPIP_LnT_9600 | GSM | Feeder | 5975 | 306 | 22 KV SOMAWAR PETH | 254061 | 33/22 KV SOMANTHALI
17270987 | DLMS-LnT | 053 | TCPIP_DLMS | GSM | Feeder | 5975 | 305 | 22 KV SOMANTHALI AG | 254061 | 33/22 KV SOMANTHALI
17270983 | DLMS-LnT | 053 | TCPIP_DLMS | GSM | Feeder | 5975 | 301 | 22 KV SOMANTHALI GAVTHAN | 254061 | 33/22 KV SOMANTHALI
17270984 | DLMS-LnT | 053 | TCPIP_DLMS | GSM | Feeder | 5975 | 302 | 22 KV KAMBALESHWAR | 254061 | 33/22 KV SOMANTHALI
09594417 | LnT | 053 | TCPIP_LnT_9600 | GSM | Feeder | 0949 | 203 | MIDC | 254013 | KORAGAON
X2138933 | DLMS-Secure | 055 | TCPIP_DLMS | GSM | Feeder | 0949 | 302 | 22 KV KEDARESHWAR AG | 254013 | KORAGAON
08024670 | DLMS-Genus | 065 | TCPIP_DLMS | GSM | Feeder | 0949 | 205 | 11KV SHENDURJANE AG | 254062 | 33/11KV WADACHIWADI S/STN
X2047493 | DLMS-Secure | 055 | TCPIP_DLMS | GSM | Feeder | 0949 | 204 | 11 KV KHED AG | 254062 | 33/11KV WADACHIWADI S/STN
14023585 | LnT | 053 | TCPIP_LnT_9600 | GSM | Feeder | 0949 | 301 | 22 KV MARKET YARD | 254013 | KORAGAON
MSP12600 | Secure | 055 | TCPIP_Secure | GSM | Feeder | 0949 | 205 | 11KV KATAPUR GAOTHAN | 254013 | KORAGAON
08023911 | DLMS-Genus | 065 | TCPIP_DLMS | GSM | Feeder | 0949 | 207 | 11KV CANOL AG | 254062 | 33/11KV WADACHIWADI S/STN
09205609 | LnT | 053 | TCPIP_LnT_9600 | GSM | Feeder | 0949 | 204 | EKAMBE -SANGVI- VLG | 254013 | KORAGAON
MSP12573 | Secure | 055 | TCPIP_Secure | GSM | Feeder | 0949 | 206 | SHIRAMBE-AG | 254013 | KORAGAON
09205608 | LnT | 053 | TCPIP_LnT_9600 | GSM | Feeder | 0949 | 202 | EKAMBE -SANGVI- AG | 254013 | KORAGAON
09205702 | LnT | 053 | TCPIP_LnT_9600 | GSM | Feeder | 0949 | 201 | KATHAPUR AG | 254013 | KORAGAON
12626850 | DLMS-LnT | 053 | TCPIP_DLMS | GSM | Feeder | 0949 | 209 | 11KV RAMOSHIWADI GAONTHAN | 254062 | 33/11KV WADACHIWADI S/STN
X2034675 | DLMS-Secure | 055 | TCPIP_DLMS | GSM | Feeder | 0949 | 203 | 11 KV KHED GAOTHAN | 254062 | 33/11KV WADACHIWADI S/STN
00566951 | DLMS-HPL | 076 | TCPIP_DLMS | GSM | Feeder | 0949 | 207 | 11KV WAGHAJAIWADI AG | 254013 | KORAGAON
X0401361 | DLMS-Secure | 055 | TCPIP_DLMS | GSM | Feeder | 0949 | 201 | 11KV CHIMANGAON GAOTHAN | 254062 | 33/11KV WADACHIWADI S/STN
12627425 | DLMS-LnT | 053 | TCPIP_DLMS | GSM | Feeder | 0949 | 208 | 11KV BHOSE AG | 254062 | 33/11KV WADACHIWADI S/STN
X0401434 | DLMS-Secure | 055 | TCPIP_DLMS | GSM | Feeder | 0949 | 202 | 11 KV CHIMANGAON AG | 254062 | 33/11KV WADACHIWADI S/STN
X2034669 | DLMS-Secure | 055 | TCPIP_DLMS | GSM | Feeder | 0949 | 206 | 11KV BHATAMWADI AG | 254062 | 33/11KV WADACHIWADI S/STN
XC482321 | DLMS-Secure | 055 | TCPIP_DLMS | GSM | Feeder | 4831 | 201 | 11 KV PIMPARI AG | 254012 | 33 /11 KV RAHIMATPUR
MSU12002 | Secure | 055 | TCPIP_Secure | GSM | Feeder | 4831 | 203 | 11 KV WATHAR MIX | 254011 | 33/11 KV TARGAON
X0853752 | DLMS-Secure | 055 | TCPIP_DLMS | GSM | Feeder | 4831 | 204 | 11 KV SASURVE AG | 254012 | 33 /11 KV RAHIMATPUR
08024699 | DLMS-Genus | 065 | TCPIP_DLMS | GSM | Feeder | 4831 | 201 | 11 KV DUGHI AG | 254081 | 33/11 KV SASURVE
14089131 | LnT | 053 | TCPIP_LnT_9600 | GSM | Feeder | 4831 | 206 | 11 KV MOHITEWADI AG | 254011 | 33/11 KV TARGAON
X0853743 | DLMS-Secure | 055 | TCPIP_DLMS | GSM | Feeder | 4831 | 207 | 11 KV NEW DHAMNER AG | 254012 | 33 /11 KV RAHIMATPUR
08024637 | DLMS-Genus | 065 | TCPIP_DLMS | GSM | Feeder | 4831 | 203 | 11 KV SASURVE GW | 254081 | 33/11 KV SASURVE
X0853751 | DLMS-Secure | 055 | TCPIP_DLMS | GSM | Feeder | 4831 | 202 | 11 KV BRAMHAPURI GW | 254012 | 33 /11 KV RAHIMATPUR
MSU12025 | Secure | 055 | TCPIP_Secure | GSM | Feeder | 4831 | 205 | 11 KV PWW EXPRESS | 254011 | 33/11 KV TARGAON
XC482322 | DLMS-Secure | 055 | TCPIP_DLMS | GSM | Feeder | 4831 | 203 | 11 KV SAP AG | 254012 | 33 /11 KV RAHIMATPUR
X0444762 | DLMS-Secure | 055 | TCPIP_DLMS | GSM | Feeder | 4831 | 205 | 11 KV VELU GW | 254012 | 33 /11 KV RAHIMATPUR
08023246 | DLMS-Genus | 065 | TCPIP_DLMS | GSM | Feeder | 4831 | 202 | 11 KV APSHINGE AG | 254081 | 33/11 KV SASURVE
11550029 | LnT | 053 | TCPIP_DLMS | GSM | Feeder | 4831 | 201 | 11 KV TARAGAON MIX | 254011 | 33/11 KV TARGAON
11550109 | LnT | 053 | TCPIP_DLMS | GSM | Feeder | 4831 | 202 | 11 KV KIROLI MIX | 254011 | 33/11 KV TARGAON
MSB08323 | Secure | 055 | TCPIP_Secure | GSM | Feeder | 4831 | 204 | 11 KV ARVI MIX | 254011 | 33/11 KV TARGAON
X0853753 | DLMS-Secure | 055 | TCPIP_DLMS | GSM | Feeder | 4831 | 206 | 11 KV DHAMNEER AG | 254012 | 33 /11 KV RAHIMATPUR
11550192 | LnT | 053 | TCPIP_LnT_9600 | GSM | Feeder | 0931 | 201 | 11 KV ANGAPUR AG | 254016 | ANGAPUR
X0401367 | DLMS-Secure | 055 | TCPIP_DLMS | GSM | Feeder | 0931 | 204 | 11 KV CHINCHNER GAVTHAN | 254037 | NIGADI
X2034676 | DLMS-Secure | 055 | TCPIP_DLMS | GSM | Feeder | 0931 | 205 | 11KV VARNE GAOTHAN | 254037 | NIGADI
11550049 | LnT | 053 | TCPIP_DLMS | GSM | Feeder | 0931 | 206 | 11 KV GOJEGAON AG | 254037 | NIGADI
X2047505 | DLMS-Secure | 055 | TCPIP_DLMS | GSM | Feeder | 0931 | 304 | 22KV KALAMBE AG | 253004 | 33/22KV 1X5MVA NEW SUBSTATION AT KALAMBE
08024706 | DLMS-Genus | 065 | TCPIP_DLMS | GSM | Feeder | 0931 | 202 | 11 KV ANGAPUR GAVTHAN | 254016 | ANGAPUR
XG476966 | DLMS-Secure | 055 | TCPIP_DLMS | GSM | Feeder | 0931 | 201 | 11 KV NAGTHANE AG | 254087 | 1X5 MVA 33/11 KV GANESHWADI(NAGTHANE)
08024708 | DLMS-Genus | 065 | TCPIP_DLMS | GSM | Feeder | 0931 | 206 | 11 KV SHENDRE GAONTHAN | 254017 | SHENDRE
X0403043 | DLMS-Secure | 055 | TCPIP_DLMS | GSM | Feeder | 0931 | 203 | MANDAVE AG. | 254068 | BHATMARALI
14033811 | LnT | 053 | TCPIP_LnT_9600 | GSM | Feeder | 0931 | 207 | KAMERI AG | 254016 | ANGAPUR
X2047494 | DLMS-Secure | 055 | TCPIP_DLMS | GSM | Feeder | 0931 | 202 | VARNE AG | 254037 | NIGADI
12627423 | DLMS-LnT | 053 | TCPIP_DLMS | GSM | Feeder | 0931 | 202 | VENEGAON | 254036 | VENEGAON
08023906 | DLMS-Genus | 065 | TCPIP_DLMS | GSM | Feeder | 0931 | 201 | 11 KV BHATMARALI | 254068 | BHATMARALI
18205315 | DLMS-LnT | 053 | TCPIP_DLMS | GSM | Feeder | 0931 | 306 | 22 KV VANGAL MIX FEEDER | 254035 | WADHE
12626851 | DLMS-LnT | 053 | TCPIP_DLMS | GSM | Feeder | 0931 | 204 | PARALI AG | 254014 | PARALI
17223951 | DLMS-LnT | 053 | TCPIP_DLMS | GSM | Feeder | 0931 | 204 | KHODAD AG | 254036 | VENEGAON
MSB58321 | Secure | 055 | TCPIP_Secure | GSM | Feeder | 0931 | 205 | 11 KV VIJAY NAGAR AG | 254016 | ANGAPUR
17271000 | DLMS-LnT | 053 | TCPIP_DLMS | GSM | Feeder | 0931 | 303 | 22 KV VARYE MIX | 254035 | WADHE
09594389 | LnT | 053 | TCPIP_LnT_9600 | GSM | Feeder | 0931 | 201 | 11 KV DEGAON AG | 254037 | NIGADI
X0398686 | DLMS-Secure | 055 | TCPIP_DLMS | GSM | Feeder | 0931 | 201 | KOPARDE | 254036 | VENEGAON
X2103586 | DLMS-Secure | 055 | TCPIP_DLMS | GSM | Feeder | 0931 | 301 | 22 KV KIDGAON AG | 253004 | 33/22KV 1X5MVA NEW SUBSTATION AT KALAMBE
X2081576 | DLMS-Secure | 055 | TCPIP_DLMS | GSM | Feeder | 0931 | 302 | 22KV DHAWADSHI GAVTHAN | 253004 | 33/22KV 1X5MVA NEW SUBSTATION AT KALAMBE
X2103574 | DLMS-Secure | 055 | TCPIP_DLMS | GSM | Feeder | 0931 | 303 | 22KV SABALEWADI GAVTHAN | 253004 | 33/22KV 1X5MVA NEW SUBSTATION AT KALAMBE
X2047452 | DLMS-Secure | 055 | TCPIP_DLMS | GSM | Feeder | 0931 | 305 | 22KV KANHER AG | 253004 | 33/22KV 1X5MVA NEW SUBSTATION AT KALAMBE
X2047495 | DLMS-Secure | 055 | TCPIP_DLMS | GSM | Feeder | 0931 | 207 | 11 KV AABAPURI AG | 254037 | NIGADI
08023919 | DLMS-Genus | 065 | TCPIP_DLMS | GSM | Feeder | 0931 | 206 | Tasgaon Ag Feeder | 254016 | ANGAPUR
08024704 | DLMS-Genus | 065 | TCPIP_DLMS | GSM | Feeder | 0931 | 204 | 11 KV NINAM GAVTHAN | 254068 | BHATMARALI
18205318 | DLMS-LnT | 053 | TCPIP_DLMS | GSM | Feeder | 0931 | 203 | NANDGAON | 254036 | VENEGAON
08025112 | DLMS-Genus | 065 | TCPIP_DLMS | GSM | Feeder | 0931 | 203 | SUGARMILL | 254017 | SHENDRE
08023896 | DLMS-Genus | 065 | TCPIP_DLMS | GSM | Feeder | 0931 | 205 | BHONDAWADE LIS | 254014 | PARALI
08023881 | DLMS-Genus | 065 | TCPIP_LnT_9600 | GSM | Feeder | 0931 | 201 | PARALI-SATARA | 254014 | PARALI
08023890 | DLMS-Genus | 065 | TCPIP_DLMS | GSM | Feeder | 0931 | 202 | THOSEGHAR | 254014 | PARALI
08024675 | DLMS-Genus | 065 | TCPIP_DLMS | GSM | Feeder | 0931 | 203 | DEGAON GAONTHAN | 254037 | NIGADI
08025108 | DLMS-Genus | 065 | TCPIP_DLMS | GSM | Feeder | 0931 | 304 | 22 KV RAMNAGAR AG | 254035 | WADHE
X2171242 | DLMS-Secure | 055 | TCPIP_DLMS | GSM | Feeder | 0931 | 205 | VALASE ( GAONTHAN ) | 254017 | SHENDRE
X2103599 | DLMS-Secure | 055 | TCPIP_DLMS | GSM | Feeder | 0931 | 403 | 33KV MEDHA OUTGOING | 253004 | 33/22KV 1X5MVA NEW SUBSTATION AT KALAMBE
X1097495 | DLMS-Secure | 055 | TCPIP_DLMS | GSM | Feeder | 0931 | 202 | 11 KV KUSAVADE GAVTHAN | 254068 | BHATMARALI
17270999 | DLMS-LnT | 053 | TCPIP_DLMS | GSM | Feeder | 0931 | 302 | LIMB | 254035 | WADHE
XG477001 | DLMS-Secure | 055 | TCPIP_DLMS | GSM | Feeder | 0931 | 202 | 11 KV NAGHANE VILLAGE | 254087 | 1X5 MVA 33/11 KV GANESHWADI(NAGTHANE)
XG476985 | DLMS-Secure | 055 | TCPIP_DLMS | GSM | Feeder | 0931 | 203 | 11 KV SASPADE VILLAGE | 254087 | 1X5 MVA 33/11 KV GANESHWADI(NAGTHANE)
XG476982 | DLMS-Secure | 055 | TCPIP_DLMS | GSM | Feeder | 0931 | 204 | 11 KV SASPADE AG | 254087 | 1X5 MVA 33/11 KV GANESHWADI(NAGTHANE)
19859298 | DLMS-LnT | 053 | TCPIP_DLMS | GSM | Feeder | 0931 | 401 | 33 KV AJINKYATARA SUTGIRANI EXPRESS | 254017 | SHENDRE
08024681 | DLMS-Genus | 065 | TCPIP_DLMS | GSM | Feeder | 0931 | 204 | 11 KV SHENDRE-VECHALE AG | 254017 | SHENDRE
08024680 | DLMS-Genus | 065 | TCPIP_DLMS | GSM | Feeder | 0931 | 203 | NITRAL GAONTHAN | 254014 | PARALI
X0403025 | DLMS-Secure | 055 | TCPIP_DLMS | GSM | Feeder | 0931 | 202 | 11 KV SHAHAPUR EXPRESS | 254017 | SHENDRE
XB465489 | DLMS-Secure | 055 | TCPIP_DLMS | GSM | Feeder | 0931 | 401 | 33KV SHRI. SWAMI SAMARTH HYDRO PLANT. | 254035 | WADHE
X0398988 | DLMS-Secure | 055 | TCPIP_DLMS | GSM | Feeder | 0931 | 412 | TARALI LIS | 256008 | 110 KV ATIT
X1097505 | DLMS-Secure | 055 | TCPIP_DLMS | GSM | Feeder | 0931 | 204 | 11 KV JIHE GAOTHAN | 254016 | ANGAPUR
X1097525 | DLMS-Secure | 055 | TCPIP_DLMS | GSM | Feeder | 0931 | 205 | 11 KV JAWALWADI AG | 254036 | VENEGAON
X1097531 | DLMS-Secure | 055 | TCPIP_DLMS | GSM | Feeder | 0931 | 201 | 11 KV VALASE AG | 254017 | SHENDRE
XH407566 | DLMS-Secure | 055 | TCPIP_DLMS | GSM | Feeder | 0931 | 205 | 11 KV AASANGAON AG | 254068 | BHATMARALI
X1254092 | DLMS-Secure | 055 | TCPIP_DLMS | GSM | Feeder | 0931 | 206 | 11 KV PATEGHAR GAVTHAN | 254014 | PARALI
XH407577 | DLMS-Secure | 055 | TCPIP_DLMS | GSM | Feeder | 0931 | 206 | 11 KV DOLEGAON-PADALI AG | 254068 | BHATMARALI
12853634 | ElsterABT1800 | 057 | TCPIP_ElsterABT1800 | GSM | Feeder | 0914 | 414 | SATARA MEGA FOOD PARK | 256016 | 220/132/33/22 KV NEW MIDC SS
12629186 | DLMS-LnT | 053 | TCPIP_DLMS | GSM | Feeder | 0914 | 412 | 33 KV BHIMESHWARI | 256016 | 220/132/33/22 KV NEW MIDC SS
13063056 | LnT | 053 | TCPIP_LnT_9600 | GSM | Feeder | 0914 | 306 | 22 KV VIKASNAGAR | 254010 | 33/22 KV OLD MIDC SS
MSE86031 | Secure | 055 | TCPIP_Secure | GSM | Feeder | 0914 | 303 | 22KV MAHARASHTRA SCOOTERS | 254010 | 33/22 KV OLD MIDC SS
X1963673 | DLMS-Secure | 055 | TCPIP_DLMS | GSM | Feeder | 0914 | 307 | 22 KV KONDAVE | 254033 | 33/22 KV KARANJE SS
00308701 | DLMS-HPL | 076 | TCPIP_DLMS | GSM | Feeder | 0914 | 301 | 22KV OLD MIDC | 254010 | 33/22 KV OLD MIDC SS
11550116 | LnT | 053 | TCPIP_DLMS | GSM | Feeder | 0914 | 307 | 22 KV MAHULI WATER SUPPLY | 254010 | 33/22 KV OLD MIDC SS
X0401689 | DLMS-Secure | 055 | TCPIP_DLMS | GSM | Feeder | 0914 | 304 | 22KV CIVIL HOSPITAL | 253001 | 22/22 KV POWAINAKA SWIT. STN
00308703 | DLMS-HPL | 076 | TCPIP_DLMS | GSM | Feeder | 0914 | 301 | 22KV RAJWADA | 253001 | 22/22 KV POWAINAKA SWIT. STN
09205930 | LnT | 053 | TCPIP_LnT_9600 | GSM | Feeder | 0914 | 304 | 22KV DOBURG | 254010 | 33/22 KV OLD MIDC SS
MSP41760 | Secure | 055 | TCPIP_Secure | GSM | Feeder | 0914 | 301 | 22 KV PIRWADI | 254071 | 33/22 KV SADAR BAZAR
MSP41762 | Secure | 055 | TCPIP_Secure | GSM | Feeder | 0914 | 302 | 22 KV SADAR BAZAR | 254071 | 33/22 KV SADAR BAZAR
X0398989 | DLMS-Secure | 055 | TCPIP_DLMS | GSM | Feeder | 0914 | 304 | 22KV ARISTOCRAT | 256016 | 220/132/33/22 KV NEW MIDC SS
00308707 | DLMS-HPL | 076 | TCPIP_DLMS | GSM | Feeder | 0914 | 302 | 22 KV KARMVEER NAGAR | 254010 | 33/22 KV OLD MIDC SS
X1444498 | DLMS-Secure | 055 | TCPIP_DLMS | GSM | Feeder | 0914 | 306 | 22 KV SHAHUPURI WATER SUPPLY | 254033 | 33/22 KV KARANJE SS
13063049 | LnT | 053 | TCPIP_LnT_9600 | GSM | Feeder | 0914 | 305 | 22 KV S. T. STAND | 254033 | 33/22 KV KARANJE SS
09205896 | LnT | 053 | TCPIP_LnT_9600 | GSM | Feeder | 0914 | 301 | 22KV KARANJE MIDC | 254033 | 33/22 KV KARANJE SS
09205897 | LnT | 053 | TCPIP_LnT_9600 | GSM | Feeder | 0914 | 302 | 22KV PRATAPGANJ PETH | 254033 | 33/22 KV KARANJE SS
09205895 | LnT | 053 | TCPIP_LnT_9600 | GSM | Feeder | 0914 | 303 | 22KV SUSHAMA | 254033 | 33/22 KV KARANJE SS
00308706 | DLMS-HPL | 076 | TCPIP_DLMS | GSM | Feeder | 0914 | 303 | 22 KV GOLIBAR | 253001 | 22/22 KV POWAINAKA SWIT. STN
00308704 | DLMS-HPL | 076 | TCPIP_DLMS | GSM | Feeder | 0914 | 302 | 22KV SANGAM NAGAR | 253001 | 22/22 KV POWAINAKA SWIT. STN
09205847 | LnT | 053 | TCPIP_LnT_9600 | GSM | Feeder | 0914 | 303 | 22 KV RADHAKRISHNA | 256016 | 220/132/33/22 KV NEW MIDC SS
Q0483307 | DLMS-Secure | 055 | TCPIP_DLMS | GSM | Feeder | 0914 | 406 | 33 KV COOPER | 256016 | 220/132/33/22 KV NEW MIDC SS
13063077 | LnT | 053 | TCPIP_LnT_9600 | GSM | Feeder | 0914 | 304 | 22 KV MANGALWAR TALE | 254033 | 33/22 KV KARANJE SS
13063089 | LnT | 053 | TCPIP_LnT_9600 | GSM | Feeder | 0914 | 305 | 22 KV AKASHGANGA | 254010 | 33/22 KV OLD MIDC SS
XG437323 | DLMS-Secure | 055 | TCPIP_DLMS | GSM | Feeder | 0981 | 303 | 22 KV GANESHWADI AG | 254085 | 33/22 KV KINHAI
08024718 | DLMS-Genus | 065 | TCPIP_DLMS | GSM | Feeder | 0981 | 309 | 22KV DOMBALEWASTI AG | 254034 | PIMPODA
08024728 | DLMS-Genus | 065 | TCPIP_DLMS | GSM | Feeder | 0981 | 301 | 22KV KOREGAON | 254070 | 22 KV SWITCHING STATION SATARAROAD
17270972 | DLMS-LnT | 053 | TCPIP_DLMS | GSM | Feeder | 0981 | 303 | SONKE GAOTHAN | 254034 | PIMPODA
17270974 | DLMS-LnT | 053 | TCPIP_DLMS | GSM | Feeder | 0981 | 307 | 22 KV NANDWAL AG FEEDER | 254034 | PIMPODA
17270973 | DLMS-LnT | 053 | TCPIP_DLMS | GSM | Feeder | 0981 | 302 | 22KV PIMPODE GAOTHAN | 254034 | PIMPODA
08023895 | DLMS-Genus | 065 | TCPIP_DLMS | GSM | Feeder | 0981 | 303 | 22 KV DEURGAOTHAN | 254070 | 22 KV SWITCHING STATION SATARAROAD
08023908 | DLMS-Genus | 065 | TCPIP_DLMS | GSM | Feeder | 0981 | 304 | 22KV KINHAI GAOTHAN | 254070 | 22 KV SWITCHING STATION SATARAROAD
X2047488 | DLMS-Secure | 055 | TCPIP_DLMS | GSM | Feeder | 0981 | 304 | 22 KV CHANCHALI GAONTHAN | 254085 | 33/22 KV KINHAI
X2047490 | DLMS-Secure | 055 | TCPIP_DLMS | GSM | Feeder | 0981 | 306 | 22 KV NAGEWADI AG | 254085 | 33/22 KV KINHAI
XG437288 | DLMS-Secure | 055 | TCPIP_DLMS | GSM | Feeder | 0981 | 302 | 22 KV BHADALE AG | 254085 | 33/22 KV KINHAI
XG437286 | DLMS-Secure | 055 | TCPIP_DLMS | GSM | Feeder | 0981 | 301 | 22KV CHILEWADI GOATHAN | 254085 | 33/22 KV KINHAI
17271096 | DLMS-LnT | 053 | TCPIP_DLMS | GSM | Feeder | 0981 | 403 | BHARAT FORGE | 256002 | 110 KV SATARA-ROAD
Y0330681 | DLMS-Secure | 055 | TCPIP_DLMS | GSM | Feeder | 0981 | 303 | 22 KV COOPER | 256002 | 110 KV SATARA-ROAD
Y0330680 | DLMS-Secure | 055 | TCPIP_DLMS | GSM | Feeder | 0981 | 407 | 33KV VASANA | 256002 | 110 KV SATARA-ROAD
17271095 | DLMS-LnT | 053 | TCPIP_DLMS | GSM | Feeder | 0981 | 406 | 33KV WANGANA LIS | 256002 | 110 KV SATARA-ROAD
X1256861 | DLMS-Secure | 055 | TCPIP_DLMS | GSM | Feeder | 0981 | 306 | 22 KV WATHAR AG | 254034 | PIMPODA
00566971 | DLMS-HPL | 076 | TCPIP_DLMS | GSM | Feeder | 0981 | 305 | 22 KV WATHAR (GAOTHAN) | 254034 | PIMPODA
X0398433 | DLMS-Secure | 055 | TCPIP_DLMS | GSM | Feeder | 0981 | 301 | WATHAR i.e. 22KV KINHAI AG. | 256002 | 110 KV SATARA-ROAD
13063063 | LnT | 053 | TCPIP_LnT_9600 | GSM | Feeder | 0981 | 301 | PIMPODE AG | 254034 | PIMPODA
06599816 | LnT | 053 | TCPIP_LNT | GSM | Feeder | 0981 | 304 | 22 KV SONAKE AG FEEDER | 254034 | PIMPODA
X2047461 | DLMS-Secure | 055 | TCPIP_DLMS | GSM | Feeder | 0981 | 305 | 22 KV MADHAWAPUR AG | 254085 | 33/22 KV KINHAI
X0400523 | DLMS-Secure | 055 | TCPIP_DLMS | GSM | Feeder | 6912 | 306 | 22 KV VADGAON GAOTHAN | 254053 | 33/22 KV PUSESAVALI
14017380 | LnT | 053 | TCPIP_LnT_9600 | GSM | Feeder | 6912 | 201 | 11 KV AUNDH GAOTHAN | 254026 | 33/22/11 KV Bhosare
09206186 | LnT | 053 | TCPIP_LnT_9600 | GSM | Feeder | 6912 | 202 | 11 KV YELIV AG | 254063 | 33/11 KV Gopuj SubStation
07328527 | LnT | 053 | TCPIP_LNT | GSM | Feeder | 6912 | 203 | 11 KV VARUD AG | 254063 | 33/11 KV Gopuj SubStation
12627426 | DLMS-LnT | 053 | TCPIP_DLMS | GSM | Feeder | 6912 | 305 | KHATAV GAOTHAN | 254026 | 33/22/11 KV Bhosare
17271082 | DLMS-LnT | 053 | TCPIP_DLMS | GSM | Feeder | 6912 | 304 | BHOSARE GAONTHAN | 254026 | 33/22/11 KV Bhosare
00566932 | DLMS-HPL | 076 | TCPIP_DLMS | GSM | Feeder | 6912 | 302 | 22 KV PUSESAVALI GAOTHAN | 254053 | 33/22 KV PUSESAVALI
00566894 | DLMS-HPL | 076 | TCPIP_DLMS | GSM | Feeder | 6912 | 304 | 22 KV PUSESAVALI AG | 254053 | 33/22 KV PUSESAVALI
17271091 | DLMS-LnT | 053 | TCPIP_DLMS | GSM | Feeder | 6912 | 407 | 33 KV HARANAI EXPRESS FDR | 257020 | 132/33 KV EHV Aundh
08024492 | DLMS-Genus | 065 | TCPIP_DLMS | GSM | Feeder | 6912 | 303 | 22 KV VADGAON AG | 254053 | 33/22 KV PUSESAVALI
X1797298 | DLMS-Secure | 055 | TCPIP_DLMS | GSM | Feeder | 6912 | 309 | 22 KV VANJOLI AG FEEDER | 254053 | 33/22 KV PUSESAVALI
X1837561 | DLMS-Secure | 055 | TCPIP_DLMS | GSM | Feeder | 6912 | 307 | 22 KV GOREGAON AG FEEDER | 254053 | 33/22 KV PUSESAVALI
02795683 | ElsterABT1800 | 057 | TCPIP_ElsterABT1800 | GSM | Feeder | 6912 | 405 | MORRIES ENERGY LTD | 257020 | 132/33 KV EHV Aundh
11550016 | LnT | 053 | TCPIP_LnT_9600 | GSM | Feeder | 6912 | 301 | 22 KV R KURLE AG | 254053 | 33/22 KV PUSESAVALI
X0401786 | DLMS-Secure | 055 | TCPIP_DLMS | GSM | Feeder | 6912 | 307 | JAKHANGAON AG | 254026 | 33/22/11 KV Bhosare
X1095362 | DLMS-Secure | 055 | TCPIP_DLMS | GSM | Feeder | 6912 | 303 | BHOSARE AG | 254026 | 33/22/11 KV Bhosare
09205836 | LnT | 053 | TCPIP_LnT_9600 | GSM | Feeder | 6912 | 306 | KHATAV AG | 254026 | 33/22/11 KV Bhosare
14017420 | LnT | 053 | TCPIP_LnT_9600 | GSM | Feeder | 6912 | 206 | 11 KV KHARSINGE AG | 254063 | 33/11 KV Gopuj SubStation
14017412 | LnT | 053 | TCPIP_LnT_9600 | GSM | Feeder | 6912 | 202 | 11 KV AUNDH AG | 254026 | 33/22/11 KV Bhosare
14017390 | LnT | 053 | TCPIP_LnT_9600 | GSM | Feeder | 6912 | 205 | 11 KV KARKHANA AG | 254063 | 33/11 KV Gopuj SubStation
14017416 | LnT | 053 | TCPIP_LnT_9600 | GSM | Feeder | 6912 | 201 | LADEGAON HIGH SCHOOL GAOTHAN | 254063 | 33/11 KV Gopuj SubStation
08039458 | LnT | 053 | TCPIP_LNT | GSM | Feeder | 6912 | 204 | TRIMALI GAOTHAN | 254063 | 33/11 KV Gopuj SubStation
17271002 | DLMS-LnT | 053 | TCPIP_DLMS | GSM | Feeder | 5991 | 205 | 11 kv Naravane Ag | 254041 | 33/11 KV VADJAL
15019149 | LnT | 053 | TCPIP_LnT_9600 | GSM | Feeder | 5991 | 301 | 11 KV SHINGANAPUR AG (SHINGNAPUR) | 254042 | 33/22/11 KV SHINGANAPUR
14036274 | LnT | 053 | TCPIP_LnT_9600 | GSM | Feeder | 5991 | 201 | 11 KV PINGALI GAONTHAN | 254072 | 33/11 KV PINGALI
15019145 | LnT | 053 | TCPIP_LnT_9600 | GSM | Feeder | 5991 | 204 | 11 KV MARDI AG | 254075 | 33/11 KV RANJANI
11550181 | LnT | 053 | TCPIP_LnT_9600 | GSM | Feeder | 5991 | 203 | 11 kv khadki bhataki Ag | 254030 | 33/11 KV MHASWAD
09205923 | LnT | 053 | TCPIP_LnT_9600 | GSM | Feeder | 5991 | 303 | 22 KV MALAWADI GAVTHAN | 254044 | 33/22 KV ANDHALI
09205723 | LnT | 053 | TCPIP_LnT_9600 | GSM | Feeder | 5991 | 201 | 11 KV KUKUDWAD AG | 254041 | 33/11 KV VADJAL
05245870 | Elster | 057 | TCPIP_Elster_RS232 | GSM | Feeder | 5991 | 306 | 22 KV TONDALE AG | 254044 | 33/22 KV ANDHALI
09205843 | LnT | 053 | TCPIP_LnT_9600 | GSM | Feeder | 5991 | 301 | 22 KV PARKANDI AG | 254044 | 33/22 KV ANDHALI
15019185 | LnT | 053 | TCPIP_LnT_9600 | GSM | Feeder | 5991 | 203 | 11 KV RANJANI AG | 254075 | 33/11 KV RANJANI
15019180 | LnT | 053 | TCPIP_LnT_9600 | GSM | Feeder | 5991 | 201 | 11 kv Waki Varkute Ag | 254075 | 33/11 KV RANJANI
MSP34387 | Secure | 055 | TCPIP_Secure | GSM | Feeder | 5991 | 202 | 11 KV SHENAWADI AG | 254029 | 33/11 KV SHENAWADI
MSP34406 | Secure | 055 | TCPIP_Secure | GSM | Feeder | 5991 | 204 | 11 kv Mhaswad Ag | 254060 | 33/11 KV PALASHI
07326869 | LnT | 053 | TCPIP_LNT | GSM | Feeder | 5991 | 205 | 11 KV Jambhulni Ag | 254029 | 33/11 KV SHENAWADI
MSP34410 | Secure | 055 | TCPIP_Secure | GSM | Feeder | 5991 | 205 | 11 KV Gondawale Ag Feeder | 254060 | 33/11 KV PALASHI
MSP34408 | Secure | 055 | TCPIP_Secure | GSM | Feeder | 5991 | 202 | 11 KV DHAMANI Ag | 254060 | 33/11 KV PALASHI
09205833 | LnT | 053 | TCPIP_LnT_9600 | GSM | Feeder | 5991 | 302 | 22 KV BHANDAWALI AG | 254044 | 33/22 KV ANDHALI
00466854 | DLMS-HPL | 076 | TCPIP_DLMS | GSM | Feeder | 5991 | 201 | 11KV PACHWAD AG | 254083 | 33/11 KV BIJAWADI
00466825 | DLMS-HPL | 076 | TCPIP_DLMS | GSM | Feeder | 5991 | 203 | 11 KV THADALE AG | 254042 | 33/22/11 KV SHINGANAPUR
00466830 | DLMS-HPL | 076 | TCPIP_DLMS | GSM | Feeder | 5991 | 206 | 11 KV NARAWANE GAVTHAN | 254041 | 33/11 KV VADJAL
00466645 | DLMS-HPL | 076 | TCPIP_DLMS | GSM | Feeder | 5991 | 202 | 11KV RAJAWADI AG | 254083 | 33/11 KV BIJAWADI
00466858 | DLMS-HPL | 076 | TCPIP_DLMS | GSM | Feeder | 5991 | 203 | 11KV HATANAPUR GAOTHAN | 254083 | 33/11 KV BIJAWADI
Q0827675 | DLMS-Secure | 055 | TCPIP_DLMS | GSM | Feeder | 5991 | 204 | M/S DESAI STONE CRUSHER AND CRUSH SAND | 254072 | 33/11 KV PINGALI
02874835 | ElsterABT1800 | 057 | TCPIP_ElsterABT1800 | GSM | Feeder | 5991 | 801 | GIRIRAJ AUXILLARY FEEDER | 258025 | 220 KV GIRIRAJ RENEWABLES
09205936 | LnT | 053 | TCPIP_LnT_9600 | GSM | Feeder | 5991 | 302 | 22 KV MARDI AG | 254042 | 33/22/11 KV SHINGANAPUR
09594706 | LnT | 053 | TCPIP_LnT_9600 | GSM | Feeder | 5991 | 204 | 11 KV SHENAWADI GAOTHAN | 254029 | 33/11 KV SHENAWADI
X1256891 | DLMS-Secure | 055 | TCPIP_DLMS | GSM | Feeder | 5991 | 303 | 11 KV SHINGANAPUR GAOTHAN | 254042 | 33/22/11 KV SHINGANAPUR
17271001 | DLMS-LnT | 053 | TCPIP_DLMS | GSM | Feeder | 5991 | 204 | 11 KV DIWAD AG | 254041 | 33/11 KV VADJAL
17270998 | DLMS-LnT | 053 | TCPIP_DLMS | GSM | Feeder | 5991 | 306 | 22 KV MHASWAD | 257006 | 132/33/22 KV DAHIWADI
X1095360 | DLMS-Secure | 055 | TCPIP_DLMS | GSM | Feeder | 5991 | 305 | 22 KV DEVAPUR AG | 257006 | 132/33/22 KV DAHIWADI
X1095357 | DLMS-Secure | 055 | TCPIP_DLMS | GSM | Feeder | 5991 | 301 | 22 KV DAHIWADI | 257006 | 132/33/22 KV DAHIWADI
17223949 | DLMS-LnT | 053 | TCPIP_DLMS | GSM | Feeder | 5991 | 202 | 11 KV DHULDEV AG | 254030 | 33/11 KV MHASWAD
15019175 | LnT | 053 | TCPIP_LnT_9600 | GSM | Feeder | 5991 | 304 | 22 KV KULAKJAI GAVTHAN | 254044 | 33/22 KV ANDHALI
00466969 | DLMS-HPL | 076 | TCPIP_DLMS | GSM | Feeder | 5991 | 201 | 11 KV DEVAPUR AG | 254030 | 33/11 KV MHASWAD
XD502709 | DLMS-Secure | 055 | TCPIP_DLMS | GSM | Feeder | 5991 | 305 | 22 KV BIDAL (Andhali) AG | 254044 | 33/22 KV ANDHALI
X1095356 | DLMS-Secure | 055 | TCPIP_DLMS | GSM | Feeder | 5991 | 304 | 22 KV MARDI GAONTHAN | 254042 | 33/22/11 KV SHINGANAPUR
X1095359 | DLMS-Secure | 055 | TCPIP_DLMS | GSM | Feeder | 5991 | 304 | 22 KV MOGARALE AG | 257006 | 132/33/22 KV DAHIWADI
X1095358 | DLMS-Secure | 055 | TCPIP_DLMS | GSM | Feeder | 5991 | 303 | 22 KV SHINGANAPUR AG (DAHIWADI) | 257006 | 132/33/22 KV DAHIWADI
11550028 | LnT | 053 | TCPIP_LnT_9600 | GSM | Feeder | 5991 | 204 | 11 kv Dhuldeo Gaothan | 254030 | 33/11 KV MHASWAD
08023921 | DLMS-Genus | 065 | TCPIP_DLMS | GSM | Feeder | 5991 | 205 | 11 KV Mhaswad (U) Gavthan | 254030 | 33/11 KV MHASWAD
00466964 | DLMS-HPL | 076 | TCPIP_DLMS | GSM | Feeder | 5991 | 207 | 11 KV KRUSHNA FERTILIZERS | 254041 | 33/11 KV VADJAL
MSP34390 | Secure | 055 | TCPIP_Secure | GSM | Feeder | 5991 | 201 | 11 KV VAR-MALAWADI AG | 254029 | 33/11 KV SHENAWADI
MSP34407 | Secure | 055 | TCPIP_Secure | GSM | Feeder | 5991 | 201 | 11 KV PALASHI AG | 254060 | 33/11 KV PALASHI
09594725 | LnT | 053 | TCPIP_LnT_9600 | GSM | Feeder | 5991 | 203 | 11 KV VAR-MALAWADI GAOTHAN | 254029 | 33/11 KV SHENAWADI
15019141 | LnT | 053 | TCPIP_LnT_9600 | GSM | Feeder | 5991 | 202 | 11 KV Waki Varkute Gaothan | 254075 | 33/11 KV RANJANI
MSP34411 | Secure | 055 | TCPIP_Secure | GSM | Feeder | 5991 | 203 | 11 KV GONDAWALE GAONTHAN | 254060 | 33/11 KV PALASHI
14036340 | LnT | 053 | TCPIP_LnT_9600 | GSM | Feeder | 5991 | 202 | 11 KV KIRAKSAL AG | 254072 | 33/11 KV PINGALI
14036339 | LnT | 053 | TCPIP_LnT_9600 | GSM | Feeder | 5991 | 203 | 11 KV PINGALI AG | 254072 | 33/11 KV PINGALI
09205671 | LnT | 053 | TCPIP_LnT_9600 | GSM | Feeder | 5991 | 203 | 11 kv Diwad gaothan | 254041 | 33/11 KV VADJAL
09594723 | LnT | 053 | TCPIP_LnT_9600 | GSM | Feeder | 5991 | 202 | 11 kv Kukudwad gaothan | 254041 | 33/11 KV VADJAL
Y0330670 | DLMS-Secure | 055 | TCPIP_DLMS | GSM | Feeder | 5991 | 302 | 22 KV BIDAL AG (DAHIWADI) | 257006 | 132/33/22 KV DAHIWADI
14036150 | LnT | 053 | TCPIP_LnT_9600 | GSM | Feeder | 5991 | 401 | 33 KV MANDESHI SOOT GIRNI | 254072 | 33/11 KV PINGALI
09205866 | LnT | 053 | TCPIP_LnT_9600 | GSM | Feeder | 4830 | 202 | 11 KV MANJARWADI GAOTHAN | 254028 | BUDH
00466843 | DLMS-HPL | 076 | TCPIP_DLMS | GSM | Feeder | 4830 | 202 | 11 KV PUSEGAON AG | 254054 | 33/22 KV SHINDEWADI ( KATGUN )
X0401359 | DLMS-Secure | 055 | TCPIP_DLMS | GSM | Feeder | 4830 | 301 | 22 KV Nidhal GAOTHAN | 254054 | 33/22 KV SHINDEWADI ( KATGUN )
X0401679 | DLMS-Secure | 055 | TCPIP_DLMS | GSM | Feeder | 4830 | 303 | Budh Gaothan | 254028 | BUDH
X0401362 | DLMS-Secure | 055 | TCPIP_DLMS | GSM | Feeder | 4830 | 303 | 22 KV Nidhal AG | 254054 | 33/22 KV SHINDEWADI ( KATGUN )
X0401360 | DLMS-Secure | 055 | TCPIP_DLMS | GSM | Feeder | 4830 | 302 | 22 KV DARUJ AG | 254054 | 33/22 KV SHINDEWADI ( KATGUN )
09205865 | LnT | 053 | TCPIP_LnT_9600 | GSM | Feeder | 4830 | 305 | 22 KV KATEWADI AG | 254028 | BUDH
14017397 | LnT | 053 | TCPIP_LnT_9600 | GSM | Feeder | 4830 | 201 | 11 KV Pusegaon gaothan | 254054 | 33/22 KV SHINDEWADI ( KATGUN )
15019168 | LnT | 053 | TCPIP_LnT_9600 | GSM | Feeder | 4830 | 204 | 11 kv Mol Ag | 254028 | BUDH
14017395 | LnT | 053 | TCPIP_LnT_9600 | GSM | Feeder | 4830 | 203 | 11 KV VARDHANGAD AG | 254054 | 33/22 KV SHINDEWADI ( KATGUN )
15017609 | LnT | 053 | TCPIP_LnT_9600 | GSM | Feeder | 4830 | 205 | 11 KV BUDH AG | 254028 | BUDH
09594378 | LnT | 053 | TCPIP_LnT_9600 | GSM | Feeder | 4830 | 201 | 11 KV LALGUN AG | 254028 | BUDH
08025107 | DLMS-Genus | 065 | TCPIP_DLMS | GSM | Feeder | 5924 | 205 | 11 KV SURYACHIWADI AG | 254080 | 33/ 11 KV Dhondewadi
08025119 | DLMS-Genus | 065 | TCPIP_DLMS | GSM | Feeder | 5924 | 207 | 11 KV WAKESHWAR AG | 254076 | 33/11 KV Mandave S/S
08024683 | DLMS-Genus | 065 | TCPIP_DLMS | GSM | Feeder | 5924 | 204 | 11 KV MORALE GAOTHAN | 254039 | NIMSOD
08024713 | DLMS-Genus | 065 | TCPIP_DLMS | GSM | Feeder | 5924 | 202 | 11 kv Anphale Gaothan | 254080 | 33/ 11 KV Dhondewadi
08024721 | DLMS-Genus | 065 | TCPIP_DLMS | GSM | Feeder | 5924 | 204 | 11 KV Dhondewadi Gaothan | 254080 | 33/ 11 KV Dhondewadi
Y0330678 | DLMS-Secure | 055 | TCPIP_DLMS | GSM | Feeder | 5924 | 303 | MANDVE GAOTHAN | 254038 | KATARKHATAV
X0398434 | DLMS-Secure | 055 | TCPIP_DLMS | GSM | Feeder | 5924 | 302 | ENKUL GAOTHAN | 254038 | KATARKHATAV
00566898 | DLMS-HPL | 076 | TCPIP_DLMS | GSM | Feeder | 5924 | 203 | WATER SUPPLY | 254027 | VADUJ
X0401680 | DLMS-Secure | 055 | TCPIP_DLMS | GSM | Feeder | 5924 | 411 | 33 KV DHONDEWADI | 256007 | 110 KV MAYANI
X0401681 | DLMS-Secure | 055 | TCPIP_DLMS | GSM | Feeder | 5924 | 304 | KATARKHATAV AG | 256007 | 110 KV MAYANI
X0401784 | DLMS-Secure | 055 | TCPIP_DLMS | GSM | Feeder | 5924 | 307 | 22 KV SHENAWADI AG | 254039 | NIMSOD
X0401785 | DLMS-Secure | 055 | TCPIP_DLMS | GSM | Feeder | 5924 | 204 | 11 KV YERALWADI AG | 254038 | KATARKHATAV
17270950 | DLMS-LnT | 053 | TCPIP_DLMS | GSM | Feeder | 5924 | 303 | KALEDHON GAOTHAN | 254040 | 33/22 KV VIKHALE
18205308 | DLMS-LnT | 053 | TCPIP_DLMS | GSM | Feeder | 5924 | 306 | 22 KV Bombale AG | 254038 | KATARKHATAV
18205313 | DLMS-LnT | 053 | TCPIP_DLMS | GSM | Feeder | 5924 | 305 | GHARUDI AG | 254040 | 33/22 KV VIKHALE
18205314 | DLMS-LnT | 053 | TCPIP_DLMS | GSM | Feeder | 5924 | 204 | VADUJ GAONTHAN | 254027 | VADUJ
17270949 | DLMS-LnT | 053 | TCPIP_DLMS | GSM | Feeder | 5924 | 202 | 11 KV BARAGAON Water Supply | 254038 | KATARKHATAV
17270989 | DLMS-LnT | 053 | TCPIP_DLMS | GSM | Feeder | 5924 | 301 | PACHWAD GAOTHAN | 254040 | 33/22 KV VIKHALE
18205310 | DLMS-LnT | 053 | TCPIP_DLMS | GSM | Feeder | 5924 | 302 | MHASURNE AG | 254039 | NIMSOD
18205312 | DLMS-LnT | 053 | TCPIP_DLMS | GSM | Feeder | 5924 | 307 | VIKHALE AG | 254040 | 33/22 KV VIKHALE
17270988 | DLMS-LnT | 053 | TCPIP_DLMS | GSM | Feeder | 5924 | 302 | PADAL GAOTHAN | 254040 | 33/22 KV VIKHALE
00566255 | DLMS-HPL | 076 | TCPIP_DLMS | GSM | Feeder | 5924 | 206 | 11KV KUMTHE AG | 254027 | VADUJ
15032584 | LnT | 053 | TCPIP_LnT_9600 | GSM | Feeder | 5924 | 201 | 11 KV ANPHALE AG | 254080 | 33/ 11 KV Dhondewadi
15104229 | LnT | 053 | TCPIP_LnT_9600 | GSM | Feeder | 5924 | 203 | 11 KV Dhondewadi AG | 254080 | 33/ 11 KV Dhondewadi
18205307 | DLMS-LnT | 053 | TCPIP_DLMS | GSM | Feeder | 5924 | 203 | 11 KV Palasgaon Ag | 254038 | KATARKHATAV
18205306 | DLMS-LnT | 053 | TCPIP_DLMS | GSM | Feeder | 5924 | 201 | 11 KV BANPURI AG | 254038 | KATARKHATAV
17271086 | DLMS-LnT | 053 | TCPIP_DLMS | GSM | Feeder | 5924 | 302 | PUSESAVALI AG | 256007 | 110 KV MAYANI
08024639 | DLMS-Genus | 065 | TCPIP_DLMS | GSM | Feeder | 5924 | 207 | SANGOTRA FASION STREET | 254027 | VADUJ
12627427 | DLMS-LnT | 053 | TCPIP_DLMS | GSM | Feeder | 5924 | 205 | GOPUJ GAOTHAN | 254027 | VADUJ
12626848 | DLMS-LnT | 053 | TCPIP_DLMS | GSM | Feeder | 5924 | 202 | VADUJ AG | 254027 | VADUJ
18205309 | DLMS-LnT | 053 | TCPIP_DLMS | GSM | Feeder | 5924 | 303 | NIMSOD AG | 254039 | NIMSOD
18205311 | DLMS-LnT | 053 | TCPIP_DLMS | GSM | Feeder | 5924 | 306 | KANERWADI AG | 254040 | 33/22 KV VIKHALE
14033743 | LnT | 053 | TCPIP_LnT_9600 | GSM | Feeder | 5924 | 207 | 11 KV Goregaon (N) AG | 254039 | NIMSOD
09205855 | LnT | 053 | TCPIP_LnT_9600 | GSM | Feeder | 5924 | 304 | STATIONERY POINT | 254040 | 33/22 KV VIKHALE
09205927 | LnT | 053 | TCPIP_LnT_9600 | GSM | Feeder | 5924 | 306 | PUNWADI GAOTHAN | 254039 | NIMSOD
09205924 | LnT | 053 | TCPIP_LnT_9600 | GSM | Feeder | 5924 | 305 | SHIRASWADI GAOTHAN | 254039 | NIMSOD
09205879 | LnT | 053 | TCPIP_LnT_9600 | GSM | Feeder | 5924 | 301 | PIMPRI GAOTHAN | 254038 | KATARKHATAV
15019129 | LnT | 053 | TCPIP_LnT_9600 | GSM | Feeder | 5924 | 204 | 11 KV TADAWALE GAVTHAN | 254076 | 33/11 KV Mandave S/S
15010307 | LnT | 053 | TCPIP_LnT_9600 | GSM | Feeder | 5924 | 203 | 11 KV PEDGAON GAVTHAN | 254076 | 33/11 KV Mandave S/S
15017563 | LnT | 053 | TCPIP_LnT_9600 | GSM | Feeder | 5924 | 205 | 11 KV HINGANE AG | 254076 | 33/11 KV Mandave S/S
14046354 | LnT | 053 | TCPIP_LnT_9600 | GSM | Feeder | 5924 | 201 | AMBAWADE AG | 254039 | NIMSOD
15019147 | LnT | 053 | TCPIP_LnT_9600 | GSM | Feeder | 5924 | 202 | 11 KV SATEWADI AG | 254076 | 33/11 KV Mandave S/S
00307802 | DLMS-HPL | 076 | TCPIP_DLMS | GSM | Feeder | 5924 | 201 | GOPUJ AG | 254027 | VADUJ
15017550 | LnT | 053 | TCPIP_LnT_9600 | GSM | Feeder | 5924 | 201 | 11 KV MANADVE AG | 254076 | 33/11 KV Mandave S/S
XE489673 | DLMS-Secure | 055 | TCPIP_DLMS | GSM | Feeder | 4835 | 302 | 22 KV MTDC FEEDER | 254082 | 33/22KV GIS SUBSTATION MAHABALESHWAR
17270992 | DLMS-LnT | 053 | TCPIP_DLMS | GSM | Feeder | 4835 | 302 | Moleshwar | 254031 | MAHABALESHWAR
17270990 | DLMS-LnT | 053 | TCPIP_DLMS | GSM | Feeder | 4835 | 304 | Venna Lake | 254031 | MAHABALESHWAR
17270944 | DLMS-LnT | 053 | TCPIP_DLMS | GSM | Feeder | 4835 | 303 | Metgutad | 254031 | MAHABALESHWAR
X0398685 | DLMS-Secure | 055 | TCPIP_DLMS | GSM | Feeder | 4835 | 305 | BRAMHA CORP HOTELS & RESORTS | 254031 | MAHABALESHWAR
XE489671 | DLMS-Secure | 055 | TCPIP_DLMS | GSM | Feeder | 4835 | 301 | 22 KV MARKET | 254082 | 33/22KV GIS SUBSTATION MAHABALESHWAR
17270943 | DLMS-LnT | 053 | TCPIP_DLMS | GSM | Feeder | 4835 | 306 | Pratapgad | 254031 | MAHABALESHWAR
17270991 | DLMS-LnT | 053 | TCPIP_DLMS | GSM | Feeder | 4835 | 301 | MAHABALESHWAR | 254031 | MAHABALESHWAR
XE489670 | DLMS-Secure | 055 | TCPIP_DLMS | GSM | Feeder | 4835 | 303 | 22 KV AMBIKA SOCIETY | 254082 | 33/22KV GIS SUBSTATION MAHABALESHWAR
08024634 | DLMS-Genus | 065 | TCPIP_DLMS | GSM | Feeder | 0965 | 304 | KUDAL AGRICULTURE | 254057 | SONGAON
17270955 | DLMS-LnT | 053 | TCPIP_DLMS | GSM | Feeder | 0965 | 306 | BHANANG | 254032 | MEDHA
17270945 | DLMS-LnT | 053 | TCPIP_DLMS | GSM | Feeder | 0965 | 305 | NIZARE | 254032 | MEDHA
17270957 | DLMS-LnT | 053 | TCPIP_DLMS | GSM | Feeder | 0965 | 301 | ANEWADI GAONTHAN | 254057 | SONGAON
17271098 | DLMS-LnT | 053 | TCPIP_DLMS | GSM | Feeder | 0965 | 303 | Kudal Gaonthan | 254057 | SONGAON
17270956 | DLMS-LnT | 053 | TCPIP_DLMS | GSM | Feeder | 0965 | 301 | GOGAVE | 254050 | TAPOLA
17270958 | DLMS-LnT | 053 | TCPIP_DLMS | GSM | Feeder | 0965 | 305 | KARHAR | 254057 | SONGAON
17271101 | DLMS-LnT | 053 | TCPIP_DLMS | GSM | Feeder | 0965 | 304 | KELGHAR | 254032 | MEDHA
17271097 | DLMS-LnT | 053 | TCPIP_DLMS | GSM | Feeder | 0965 | 302 | ANEWADI AGRICULTURE | 254057 | SONGAON
17271100 | DLMS-LnT | 053 | TCPIP_DLMS | GSM | Feeder | 0965 | 302 | SHINDI | 254050 | TAPOLA
17270993 | DLMS-LnT | 053 | TCPIP_DLMS | GSM | Feeder | 0973 | 301 | 22 KV BHILAR | 254049 | 33/22 KV PANCHGANI
17270996 | DLMS-LnT | 053 | TCPIP_DLMS | GSM | Feeder | 0973 | 304 | 22 KV DANDEGHAR | 254049 | 33/22 KV PANCHGANI
17270995 | DLMS-LnT | 053 | TCPIP_DLMS | GSM | Feeder | 0973 | 303 | WATER SUPPLY | 254049 | 33/22 KV PANCHGANI
17270994 | DLMS-LnT | 053 | TCPIP_DLMS | GSM | Feeder | 0973 | 302 | PACHGANI CITY | 254049 | 33/22 KV PANCHGANI
09205680 | LnT | 053 | TCPIP_LnT_9600 | GSM | Feeder | 0957 | 201 | 11 KV WAI MIDC | 254019 | 33/22/11 KV WAI MIDC S/STN
09205854 | LnT | 053 | TCPIP_LnT_9600 | GSM | Feeder | 0957 | 302 | 22 KV MENAWALI GAOTHAN | 254019 | 33/22/11 KV WAI MIDC S/STN
17270969 | DLMS-LnT | 053 | TCPIP_DLMS | GSM | Feeder | 0957 | 302 | JAMB AG | 254020 | 33/22 KV JAMB S/STN
17270968 | DLMS-LnT | 053 | TCPIP_DLMS | GSM | Feeder | 0957 | 301 | BHUINJ AG | 254020 | 33/22 KV JAMB S/STN
17270954 | DLMS-LnT | 053 | TCPIP_DLMS | GSM | Feeder | 0957 | 305 | 22 KV KHADAKI AG | 254020 | 33/22 KV JAMB S/STN
17271085 | DLMS-LnT | 053 | TCPIP_DLMS | GSM | Feeder | 0957 | 301 | SURUR AG | 254018 | 33/22 KV VELE S/STN
X0400521 | DLMS-Secure | 055 | TCPIP_DLMS | GSM | Feeder | 0957 | 303 | NEW KENJAL GAOTHAN | 254018 | 33/22 KV VELE S/STN
X0400520 | DLMS-Secure | 055 | TCPIP_DLMS | GSM | Feeder | 0957 | 304 | SURUR GAOTHAN | 254018 | 33/22 KV VELE S/STN
09205931 | LnT | 053 | TCPIP_LnT_9600 | GSM | Feeder | 0957 | 402 | 33 KV GARWARE | 254019 | 33/22/11 KV WAI MIDC S/STN
09205853 | LnT | 053 | TCPIP_LnT_9600 | GSM | Feeder | 0957 | 301 | 22 KV DHAGE ALI (WAI CITY ALT) | 254019 | 33/22/11 KV WAI MIDC S/STN
09205926 | LnT | 053 | TCPIP_LnT_9600 | GSM | Feeder | 0957 | 404 | 33 KV ATHARVA | 254019 | 33/22/11 KV WAI MIDC S/STN
00307921 | DLMS-HPL | 076 | TCPIP_DLMS | GSM | Feeder | 0957 | 203 | 11 KV WAI NAGARPALIKA PWW | 254019 | 33/22/11 KV WAI MIDC S/STN
00380551 | DLMS-HPL | 076 | TCPIP_DLMS | GSM | Feeder | 0957 | 205 | 11 KV MANDHARDEV GAOTHAN | 254019 | 33/22/11 KV WAI MIDC S/STN
XD453545 | DLMS-Secure | 055 | TCPIP_DLMS | GSM | Feeder | 0957 | 207 | 11 KV WAI SOLAR | 254019 | 33/22/11 KV WAI MIDC S/STN
XC435885 | DLMS-Secure | 055 | TCPIP_DLMS | GSM | Feeder | 0957 | 403 | 33KV GARWARE TECHNICAL FIBRES C-14 | 254019 | 33/22/11 KV WAI MIDC S/STN
XC482337 | DLMS-Secure | 055 | TCPIP_DLMS | GSM | Feeder | 0957 | 206 | 11 KV WAI MIDC II | 254019 | 33/22/11 KV WAI MIDC S/STN
X0401787 | DLMS-Secure | 055 | TCPIP_DLMS | GSM | Feeder | 0957 | 408 | 33 KV SUT GIRANI FROM EHV WAI | 257014 | 132/33/22 KV WAI S/STN
17270970 | DLMS-LnT | 053 | TCPIP_DLMS | GSM | Feeder | 0957 | 303 | BHUINJ GAOTHAN | 254020 | 33/22 KV JAMB S/STN
X1095349 | DLMS-Secure | 055 | TCPIP_DLMS | GSM | Feeder | 0957 | 307 | 22 KV SHAHABAUG GAOTHAN | 257014 | 132/33/22 KV WAI S/STN
17271103 | DLMS-LnT | 053 | TCPIP_DLMS | GSM | Feeder | 0957 | 304 | JAMB GAOTHAN | 254020 | 33/22 KV JAMB S/STN
17270953 | DLMS-LnT | 053 | TCPIP_DLMS | GSM | Feeder | 0957 | 305 | OZARDE GAOTHAN | 254018 | 33/22 KV VELE S/STN
17271084 | DLMS-LnT | 053 | TCPIP_DLMS | GSM | Feeder | 0957 | 302 | NEW KENJAL AG | 254018 | 33/22 KV VELE S/STN
X0398688 | DLMS-Secure | 055 | TCPIP_DLMS | GSM | Feeder | 0957 | 202 | 11 KV MANDHARDEV AG | 254019 | 33/22/11 KV WAI MIDC S/STN
X1095849 | DLMS-Secure | 055 | TCPIP_DLMS | GSM | Feeder | 0957 | 407 | IPDS SCHEME-33KV PANCHGANI | 257014 | 132/33/22 KV WAI S/STN
XC481947 | DLMS-Secure | 055 | TCPIP_DLMS | GSM | Feeder | 0957 | 204 | 11 KV MAPRO | 254019 | 33/22/11 KV WAI MIDC S/STN
X1095850 | DLMS-Secure | 055 | TCPIP_LnT_9600 | GSM | Feeder | 0957 | 302 | 22 KV COLLEGE ROAD | 257014 | 132/33/22 KV WAI S/STN
X1095851 | DLMS-Secure | 055 | TCPIP_DLMS | GSM | Feeder | 0957 | 304 | 22 KV WAI CITY | 257014 | 132/33/22 KV WAI S/STN
09205907 | LnT | 053 | TCPIP_LnT_9600 | GSM | Feeder | 0957 | 303 | 22 KV PASARNI AG | 254019 | 33/22/11 KV WAI MIDC S/STN
00566976 | DLMS-HPL | 076 | TCPIP_DLMS | GSM | Feeder | 0957 | 302 | 22KV UDATARE GAOVTHAN FEEDER | 254084 | 33/22 KV Asale-Pachwad Substation
00566972 | DLMS-HPL | 076 | TCPIP_DLMS | GSM | Feeder | 0957 | 304 | 22KV KADEGAON AG FEEDER | 254084 | 33/22 KV Asale-Pachwad Substation
00466860 | DLMS-HPL | 076 | TCPIP_DLMS | GSM | Feeder | 0957 | 303 | 22KV UDATARE AG FEEDER | 254084 | 33/22 KV Asale-Pachwad Substation
00466568 | DLMS-HPL | 076 | TCPIP_DLMS | GSM | Feeder | 0957 | 301 | 22KV KADEGAON GAOVTHAN FEEDER | 254084 | 33/22 KV Asale-Pachwad Substation
00380606 | DLMS-HPL | 076 | TCPIP_DLMS | GSM | Feeder | 6335 | 204 | GAOTHAN (LAWANG) | 274037 | 33/11 KV LAWANG S/STN
X2047456 | DLMS-Secure | 055 | TCPIP_DLMS | GSM | Feeder | 6335 | 203 | KHUDUS-II | 274047 | 33/11 KV VIZORI S/STN.
14017387 | LnT | 053 | TCPIP_LnT_9600 | GSM | Feeder | 6335 | 205 | GIRZANI | 274117 | 33/11KV YASHWANTNAGAR S/STN.
17270884 | DLMS-LnT | 053 | TCPIP_DLMS | GSM | Feeder | 6335 | 208 | GAOTHAN (MALINAGAR) | 278008 | 220/132/33/11 KV MALINAGAR
18205415 | DLMS-LnT | 053 | TCPIP_DLMS | GSM | Feeder | 6335 | 203 | 11KV BHOSALE WASTI FEEDER | 274196 | 33/11KV KHANDALI SUB STATION
09205588 | LnT | 053 | TCPIP_LnT_9600 | GSM | Feeder | 6335 | 201 | 11KV MALINAGAR | 278008 | 220/132/33/11 KV MALINAGAR
06599736 | LnT | 053 | TCPIP_LNT | GSM | Feeder | 6335 | 202 | 11KV SANGAM-LAWANG- | 274037 | 33/11 KV LAWANG S/STN
10036682 | LnT | 053 | TCPIP_LnT_9600 | GSM | Feeder | 6335 | 202 | 11 KV KONDBAVI | 274143 | 33/11 KV ANANDNAGAR
06599754 | LnT | 053 | TCPIP_LNT | GSM | Feeder | 6335 | 201 | 11 KV CHAKORE | 274143 | 33/11 KV ANANDNAGAR
06609702 | LnT | 053 | TCPIP_LNT | GSM | Feeder | 6335 | 203 | 11 KV CHOUDESHWARWADI | 274117 | 33/11KV YASHWANTNAGAR S/STN.
X0400485 | DLMS-Secure | 055 | TCPIP_DLMS | GSM | Feeder | 6335 | 204 | 11KV BAGEWADI PURE AG | 274035 | 33/11 KV AKLUJ S/STN.
X0400491 | DLMS-Secure | 055 | TCPIP_DLMS | GSM | Feeder | 6335 | 203 | 11 KV VATHPHALI | 274143 | 33/11 KV ANANDNAGAR
X0400486 | DLMS-Secure | 055 | TCPIP_DLMS | GSM | Feeder | 6335 | 204 | GAOTHAN | 274117 | 33/11KV YASHWANTNAGAR S/STN.
X0400490 | DLMS-Secure | 055 | TCPIP_DLMS | GSM | Feeder | 6335 | 205 | J K SANGAM | 274037 | 33/11 KV LAWANG S/STN
X0400483 | DLMS-Secure | 055 | TCPIP_DLMS | GSM | Feeder | 6335 | 203 | SANGAM | 274115 | 33/11 KV SANGAM
X0400482 | DLMS-Secure | 055 | TCPIP_DLMS | GSM | Feeder | 6335 | 201 | JAMBUDBET | 274115 | 33/11 KV SANGAM
X2103555 | DLMS-Secure | 055 | TCPIP_DLMS | GSM | Feeder | 6335 | 201 | 11KV PANIV GAVTHAN | 274275 | 33/11 KV PANIV SUBSTATION
X2047485 | DLMS-Secure | 055 | TCPIP_DLMS | GSM | Feeder | 6335 | 202 | 11KV PANIV AG FEEDER | 274275 | 33/11 KV PANIV SUBSTATION
X2103542 | DLMS-Secure | 055 | TCPIP_DLMS | GSM | Feeder | 6335 | 203 | 11KV GIRZANI II AG FEEDER | 274275 | 33/11 KV PANIV SUBSTATION
00380603 | DLMS-HPL | 076 | NON_AMR_MODEM | GSM | Feeder | 6335 | 206 | 11 KV MAHARSHINAGAR | 274117 | 33/11KV YASHWANTNAGAR S/STN.
17270886 | DLMS-LnT | 053 | NON_AMR_MODEM | GSM | Feeder | 6335 | 205 | 11KV GANESH NAGAR | 278008 | 220/132/33/11 KV MALINAGAR
12023268 | LnT | 053 | TCPIP_LnT_9600 | GSM | Feeder | 6335 | 204 | VAIBHAV AGROTECH HT CONSUMER EXPRESS FEEDER | 274143 | 33/11 KV ANANDNAGAR
06599741 | LnT | 053 | TCPIP_LNT | GSM | Feeder | 6335 | 203 | 11KV DIVISION | 274035 | 33/11 KV AKLUJ S/STN.
06599766 | LnT | 053 | TCPIP_LNT | GSM | Feeder | 6335 | 201 | 11KV MARKET YARD | 274035 | 33/11 KV AKLUJ S/STN.
13045121 | LnT | 053 | TCPIP_LnT_9600 | GSM | Feeder | 6335 | 205 | 11KV ANANDNAGAR | 274035 | 33/11 KV AKLUJ S/STN.
08024552 | DLMS-Genus | 065 | TCPIP_DLMS | GSM | Feeder | 6335 | 202 | 11KV AKLUJ URBAN | 274035 | 33/11 KV AKLUJ S/STN.
X0398430 | DLMS-Secure | 055 | TCPIP_DLMS | GSM | Feeder | 6335 | 204 | YASHWANTNAGAR | 278008 | 220/132/33/11 KV MALINAGAR
15067100 | LnT | 053 | TCPIP_LnT_9600 | GSM | Feeder | 6335 | 201 | 11KV YESHWANTNAGAR | 274117 | 33/11KV YASHWANTNAGAR S/STN.
X0400484 | DLMS-Secure | 055 | TCPIP_DLMS | GSM | Feeder | 6335 | 202 | 11KV DATTANAGAR FEEDER | 274196 | 33/11KV KHANDALI SUB STATION
15032586 | LnT | 053 | TCPIP_LnT_9600 | GSM | Feeder | 6335 | 206 | 11 KV MIDC | 274035 | 33/11 KV AKLUJ S/STN.
17270888 | DLMS-LnT | 053 | TCPIP_DLMS | GSM | Feeder | 6335 | 202 | 11KV VELAPUR | 278008 | 220/132/33/11 KV MALINAGAR
17270885 | DLMS-LnT | 053 | TCPIP_DLMS | GSM | Feeder | 6335 | 206 | 11 KV HARINAGAR (M S KARKHANA ) | 278008 | 220/132/33/11 KV MALINAGAR
17270883 | DLMS-LnT | 053 | TCPIP_DLMS | GSM | Feeder | 6335 | 203 | SANGAM | 278008 | 220/132/33/11 KV MALINAGAR
06599749 | LnT | 053 | TCPIP_LNT | GSM | Feeder | 6335 | 201 | 11 KV WAGHOLI | 274037 | 33/11 KV LAWANG S/STN
X1603053 | DLMS-Secure | 055 | TCPIP_DLMS | GSM | Feeder | 6335 | 204 | 11 KV GAVTHAN SANGAM | 274115 | 33/11 KV SANGAM
MSB02682 | Secure | 055 | TCPIP_Secure | GSM | Feeder | 6335 | 205 | EXPRESS FEEDER WATER SUPPLY | 274047 | 33/11 KV VIZORI S/STN.
11098513 | LnT | 053 | TCPIP_LnT_9600 | GSM | Feeder | 6335 | 202 | 11KV GRAMIN | 274117 | 33/11KV YASHWANTNAGAR S/STN.
11095587 | LnT | 053 | TCPIP_LnT_9600 | GSM | Feeder | 4716 | 204 | NIMGAON GAOTHAN | 274041 | NIMGAON
14017385 | LnT | 053 | TCPIP_LnT_9600 | GSM | Feeder | 4716 | 203 | KHUDUS | 274175 | KHUDUS
11095723 | LnT | 053 | TCPIP_LnT_9600 | GSM | Feeder | 4716 | 202 | 11 KV NARALACHIWADI | 274041 | NIMGAON
06609706 | LnT | 053 | TCPIP_LNT | GSM | Feeder | 4716 | 203 | SALMUKH GAOTHAN | 274043 | SALMUKH
13020395 | LnT | 053 | TCPIP_LnT_9600 | GSM | Feeder | 4716 | 205 | VITTHALWADI AG | 274153 | VITTHALWADI
18205266 | DLMS-LnT | 053 | TCPIP_DLMS | GSM | Feeder | 4716 | 201 | SHRIPUR GAOTHAN | 274088 | SHRIPUR
14033800 | LnT | 053 | TCPIP_LnT_9600 | GSM | Feeder | 4716 | 204 | KAWADE FEEDER | 274153 | VITTHALWADI
14033828 | LnT | 053 | TCPIP_LnT_9600 | GSM | Feeder | 4716 | 202 | CHANDAPURI | 274213 | GARWAD SUBSTATION
14033833 | LnT | 053 | TCPIP_LnT_9600 | GSM | Feeder | 4716 | 208 | KESHAVNAGAR | 274041 | NIMGAON
15007725 | LnT | 053 | TCPIP_LnT_9600 | GSM | Feeder | 4716 | 201 | DASUR PATI | 274214 | DASUR
15010223 | LnT | 053 | TCPIP_LnT_9600 | GSM | Feeder | 4716 | 202 | 11 KV NANAWARE WASTI FEEDER | 274214 | DASUR
15067098 | LnT | 053 | TCPIP_LnT_9600 | GSM | Feeder | 4716 | 206 | Borgaon Gaothan | 274088 | SHRIPUR
14033797 | LnT | 053 | TCPIP_LnT_9600 | GSM | Feeder | 4716 | 209 | BALIRAJA | 274041 | NIMGAON
14033780 | LnT | 053 | TCPIP_LnT_9600 | GSM | Feeder | 4716 | 205 | 11KV THITEWASTI FEEDER | 274127 | UMBARE(VELAPUR)
14033791 | LnT | 053 | TCPIP_LnT_9600 | GSM | Feeder | 4716 | 204 | 11KV ANUSEWASTI AG FEEDER | 274127 | UMBARE(VELAPUR)
14033813 | LnT | 053 | TCPIP_LnT_9600 | GSM | Feeder | 4716 | 203 | 11 KV BHIMA NADI FEEDER | 274214 | DASUR
14017381 | LnT | 053 | TCPIP_LnT_9600 | GSM | Feeder | 4716 | 201 | GARWAD | 274213 | GARWAD SUBSTATION
14033817 | LnT | 053 | TCPIP_LnT_9600 | GSM | Feeder | 4716 | 204 | ZANJEWADI | 274175 | KHUDUS
14033829 | LnT | 053 | TCPIP_LnT_9600 | GSM | Feeder | 4716 | 201 | DOMBALWADI | 274175 | KHUDUS
14046440 | LnT | 053 | TCPIP_LnT_9600 | GSM | Feeder | 4716 | 203 | 11 KV GARWAD GAOTHAN | 274213 | GARWAD SUBSTATION
14033838 | LnT | 053 | TCPIP_LnT_9600 | GSM | Feeder | 4716 | 202 | AMBEMALA | 274175 | KHUDUS
18205264 | DLMS-LnT | 053 | TCPIP_DLMS | GSM | Feeder | 4716 | 202 | MAHALUNG | 274088 | SHRIPUR
18205282 | DLMS-LnT | 053 | TCPIP_DLMS | GSM | Feeder | 4716 | 203 | Phalawni Ag | 274160 | KOLEGAON
18205276 | DLMS-LnT | 053 | TCPIP_DLMS | GSM | Feeder | 4716 | 201 | BONDLE | 274046 | 33/11KV VELAPUR
18205265 | DLMS-LnT | 053 | TCPIP_DLMS | GSM | Feeder | 4716 | 203 | UMBARE | 274088 | SHRIPUR
11095791 | LnT | 053 | TCPIP_LnT_9600 | GSM | Feeder | 4716 | 205 | naganemala | 274041 | NIMGAON
X2081580 | DLMS-Secure | 055 | TCPIP_DLMS | GSM | Feeder | 4716 | 208 | TANDULWADI GAOTHAN | 274043 | SALMUKH
X2081579 | DLMS-Secure | 055 | TCPIP_DLMS | GSM | Feeder | 4716 | 209 | KALESHWARI AG | 274043 | SALMUKH
18205267 | DLMS-LnT | 053 | TCPIP_DLMS | GSM | Feeder | 4716 | 205 | MALEWADI AG/SDT | 274088 | SHRIPUR
18205259 | DLMS-LnT | 053 | TCPIP_DLMS | GSM | Feeder | 4716 | 201 | 11KV SHRI | 274041 | NIMGAON
18205279 | DLMS-LnT | 053 | TCPIP_DLMS | GSM | Feeder | 4716 | 201 | 11 KV TAMKHEDA AG | 274102 | KHALAVE
18205272 | DLMS-LnT | 053 | TCPIP_DLMS | GSM | Feeder | 4716 | 201 | HANUMAN MANDIR GAOTHAN | 274127 | UMBARE(VELAPUR)
18205273 | DLMS-LnT | 053 | TCPIP_DLMS | GSM | Feeder | 4716 | 208 | NAGTHANA | 274046 | 33/11KV VELAPUR
18205280 | DLMS-LnT | 053 | TCPIP_DLMS | GSM | Feeder | 4716 | 202 | 11 KV TONDLE AG | 274102 | KHALAVE
18205274 | DLMS-LnT | 053 | TCPIP_DLMS | GSM | Feeder | 4716 | 205 | 11 KV BONDALE GAOTHAN | 274102 | KHALAVE
18205262 | DLMS-LnT | 053 | TCPIP_DLMS | GSM | Feeder | 4716 | 207 | UGHDEWADI | 274046 | 33/11KV VELAPUR
18205261 | DLMS-LnT | 053 | TCPIP_DLMS | GSM | Feeder | 4716 | 202 | GAOTHAN | 274153 | VITTHALWADI
X0403353 | DLMS-Secure | 055 | TCPIP_DLMS | GSM | Feeder | 4716 | 209 | 11 KV RAJ AGRO EXPRESS | 274088 | SHRIPUR
18205412 | DLMS-LnT | 053 | TCPIP_DLMS | GSM | Feeder | 4716 | 201 | BACHERI | 274042 | PILIV
18205413 | DLMS-LnT | 053 | TCPIP_DLMS | GSM | Feeder | 4716 | 202 | 11KV TANDULWADI FEEDER. | 274043 | SALMUKH
X1251842 | DLMS-Secure | 055 | TCPIP_DLMS | GSM | Feeder | 4716 | 209 | 11 KV SHINGORANI AG | 274042 | PILIV
XH407108 | DLMS-Secure | 055 | TCPIP_DLMS | GSM | Feeder | 4716 | 204 | 11 KV DATTAMANDIR AG | 274160 | KOLEGAON
14046438 | LnT | 053 | TCPIP_LnT_9600 | GSM | Feeder | 4716 | 206 | jay khanderaya | 274041 | NIMGAON
14017452 | LnT | 053 | TCPIP_LnT_9600 | GSM | Feeder | 4716 | 207 | maloli | 274043 | SALMUKH
X0400472 | DLMS-Secure | 055 | TCPIP_DLMS | GSM | Feeder | 4716 | 205 | TANDULWADI | 274046 | 33/11KV VELAPUR
X0400473 | DLMS-Secure | 055 | TCPIP_DLMS | GSM | Feeder | 4716 | 202 | VELAPUR GAOTHAN | 274046 | 33/11KV VELAPUR
X0400474 | DLMS-Secure | 055 | TCPIP_DLMS | GSM | Feeder | 4716 | 204 | 11KV NIMGAON | 274046 | 33/11KV VELAPUR
X0400475 | DLMS-Secure | 055 | TCPIP_DLMS | GSM | Feeder | 4716 | 203 | 11 KV NEVARE | 274046 | 33/11KV VELAPUR
X0400487 | DLMS-Secure | 055 | TCPIP_DLMS | GSM | Feeder | 4716 | 205 | FALAWANI | 274043 | SALMUKH
X0400456 | DLMS-Secure | 055 | TCPIP_DLMS | GSM | Feeder | 4716 | 208 | PILIV (URBAN) GAOTHAN | 274042 | PILIV
X0400477 | DLMS-Secure | 055 | TCPIP_DLMS | GSM | Feeder | 4716 | 207 | Sheri | 274042 | PILIV
X0400478 | DLMS-Secure | 055 | TCPIP_DLMS | GSM | Feeder | 4716 | 205 | SULEWADI | 274042 | PILIV
X0400481 | DLMS-Secure | 055 | TCPIP_DLMS | GSM | Feeder | 4716 | 203 | CHANDAPURI | 274042 | PILIV
X0400480 | DLMS-Secure | 055 | TCPIP_DLMS | GSM | Feeder | 4716 | 202 | PILIV SECTION GAOTHAN | 274042 | PILIV
X0400489 | DLMS-Secure | 055 | TCPIP_DLMS | GSM | Feeder | 4716 | 204 | Shendechinch | 274043 | SALMUKH
X0400488 | DLMS-Secure | 055 | TCPIP_DLMS | GSM | Feeder | 4716 | 201 | 11KV KALAMWADI. | 274043 | SALMUKH
18205416 | DLMS-LnT | 053 | TCPIP_DLMS | GSM | Feeder | 4716 | 207 | MAULI | 274041 | NIMGAON
18205275 | DLMS-LnT | 053 | TCPIP_DLMS | GSM | Feeder | 4716 | 203 | 11 KV KHALAVE AG | 274102 | KHALAVE
18205269 | DLMS-LnT | 053 | TCPIP_DLMS | GSM | Feeder | 4716 | 204 | 11KV NADURE | 274040 | 33/11KV NEWARE S/SN.
18205270 | DLMS-LnT | 053 | TCPIP_DLMS | GSM | Feeder | 4716 | 203 | NEWARE | 274040 | 33/11KV NEWARE S/SN.
18205271 | DLMS-LnT | 053 | TCPIP_DLMS | GSM | Feeder | 4716 | 202 | 11KV KONDARPATTA FEEDER | 274040 | 33/11KV NEWARE S/SN.
XB452177 | DLMS-Secure | 055 | TCPIP_DLMS | GSM | Feeder | 4716 | 205 | 11 KV Ranvijay Feeder | 274175 | KHUDUS
X0400476 | DLMS-Secure | 055 | TCPIP_DLMS | GSM | Feeder | 4716 | 206 | BHAKAREWADI | 274046 | 33/11KV VELAPUR
X2047500 | DLMS-Secure | 055 | TCPIP_DLMS | GSM | Feeder | 4716 | 212 | 11 KV BHAINATH GAONTHAN | 274046 | 33/11KV VELAPUR
X2103543 | DLMS-Secure | 055 | TCPIP_DLMS | GSM | Feeder | 4716 | 210 | 11 KV GHUMERA FEEDER | 274046 | 33/11KV VELAPUR
X1947500 | DLMS-Secure | 055 | TCPIP_DLMS | GSM | Feeder | 4716 | 201 | 11KV JAMBHUD | 274040 | 33/11KV NEWARE S/SN.
15067102 | LnT | 053 | TCPIP_LnT_9600 | GSM | Feeder | 4716 | 207 | Mundafane Ag | 274088 | SHRIPUR
08024998 | DLMS-Genus | 065 | TCPIP_DLMS | GSM | Feeder | 4716 | 203 | 11KV NIMGAON VILLAGE AG/SDT | 274041 | NIMGAON
08023320 | DLMS-Genus | 065 | TCPIP_DLMS | GSM | Feeder | 4716 | 204 | 11 KV SHERI AG | 274102 | KHALAVE
08025124 | DLMS-Genus | 065 | TCPIP_DLMS | GSM | Feeder | 4716 | 205 | NEWARE GAOTHAN | 274040 | 33/11KV NEWARE S/SN.
XF471055 | DLMS-Secure | 055 | TCPIP_DLMS | GSM | Feeder | 4716 | 208 | 11 KV GP AGRO EXPRESS | 274088 | SHRIPUR
X2103541 | DLMS-Secure | 055 | TCPIP_DLMS | GSM | Feeder | 4716 | 213 | 11 KV GANAPATI MANDIR AG | 274046 | 33/11KV VELAPUR
XC411788 | DLMS-Secure | 055 | TCPIP_DLMS | GSM | Feeder | 4716 | 402 | WSTERN INDIA SOLAR | 274042 | PILIV
XF470639 | DLMS-Secure | 055 | TCPIP_DLMS | GSM | Feeder | 4716 | 209 | 11 KV ROYAL INDUSTRIES EXPRESS FEEDER | 274046 | 33/11KV VELAPUR
X1380758 | DLMS-Secure | 055 | TCPIP_DLMS | GSM | Feeder | 4716 | 210 | 11 KV BRIMASAGAR FEEDER | 274088 | SHRIPUR
08025127 | DLMS-Genus | 065 | TCPIP_DLMS | GSM | Feeder | 4716 | 204 | KUSMODE | 274042 | PILIV
18205228 | DLMS-LnT | 053 | TCPIP_DLMS | GSM | Feeder | 4716 | 203 | MIRE | 274127 | UMBARE(VELAPUR)
17272226 | DLMS-LnT | 053 | TCPIP_DLMS | GSM | Feeder | 4716 | 202 | UMBARE | 274127 | UMBARE(VELAPUR)
X2081577 | DLMS-Secure | 055 | TCPIP_DLMS | GSM | Feeder | 4716 | 210 | BANDHARA AG | 274043 | SALMUKH
18205260 | DLMS-LnT | 053 | TCPIP_DLMS | GSM | Feeder | 4716 | 203 | MALEWADI | 274153 | VITTHALWADI
18205263 | DLMS-LnT | 053 | TCPIP_DLMS | GSM | Feeder | 4716 | 201 | MALKHAMBI | 274153 | VITTHALWADI
18205283 | DLMS-LnT | 053 | TCPIP_DLMS | GSM | Feeder | 4716 | 201 | KOLEGAON GAOTHAN | 274160 | KOLEGAON
18205268 | DLMS-LnT | 053 | TCPIP_DLMS | GSM | Feeder | 4716 | 204 | CHAUKI | 274088 | SHRIPUR
18205281 | DLMS-LnT | 053 | TCPIP_DLMS | GSM | Feeder | 4716 | 202 | Kolegaon Ag | 274160 | KOLEGAON
11095870 | LnT | 053 | TCPIP_LnT_9600 | GSM | Feeder | 4808 | 202 | 11KV ISLAMPUR AG | 274105 | 33/11KV ISLAMPUR S/STN
14017589 | LnT | 053 | TCPIP_LnT_9600 | GSM | Feeder | 4808 | 206 | TIRWANDI AG | 274132 | 33KV KACHREWADI S/STN
X1837592 | DLMS-Secure | 055 | TCPIP_DLMS | GSM | Feeder | 4808 | 203 | 11KV SIDACHIWADI AG | 274038 | 33/11kv MALSHIRAS S/Stn
18205418 | DLMS-LnT | 053 | TCPIP_DLMS | GSM | Feeder | 4808 | 206 | 11KV Medad AG | 274038 | 33/11kv MALSHIRAS S/Stn
18205417 | DLMS-LnT | 053 | TCPIP_DLMS | GSM | Feeder | 4808 | 202 | 11KV CHAUR WASTI AG | 274038 | 33/11kv MALSHIRAS S/Stn
11098053 | LnT | 053 | TCPIP_LnT_9600 | GSM | Feeder | 4808 | 208 | 11 KV TARANGFAL GAOTHAN | 274038 | 33/11kv MALSHIRAS S/Stn
X0400452 | DLMS-Secure | 055 | TCPIP_DLMS | GSM | Feeder | 4808 | 204 | 11KV DEV AG | 274038 | 33/11kv MALSHIRAS S/Stn
X0400453 | DLMS-Secure | 055 | TCPIP_DLMS | GSM | Feeder | 4808 | 209 | 11KV KALE-PANDARE AG | 274038 | 33/11kv MALSHIRAS S/Stn
15086434 | LnT | 053 | TCPIP_LnT_9600 | GSM | Feeder | 4808 | 203 | 11KV MANDAVE GAOTHAN | 274177 | 33/11KV MANDAVE S/S
14033840 | LnT | 053 | TCPIP_LnT_9600 | GSM | Feeder | 4808 | 210 | COURT-(GOVT) EXPRESS FEEDER | 274038 | 33/11kv MALSHIRAS S/Stn
11095797 | LnT | 053 | TCPIP_LnT_9600 | GSM | Feeder | 4808 | 204 | ISLAMPUR GAOTHAN | 274105 | 33/11KV ISLAMPUR S/STN
X0400455 | DLMS-Secure | 055 | TCPIP_DLMS | GSM | Feeder | 4808 | 201 | DESHMUKH PATTA AG | 274132 | 33KV KACHREWADI S/STN
X0400454 | DLMS-Secure | 055 | TCPIP_DLMS | GSM | Feeder | 4808 | 202 | 11KV UMBARE DAHIGAON AG | 274132 | 33KV KACHREWADI S/STN
MSE79019 | Secure | 055 | TCPIP_Secure | GSM | Feeder | 4808 | 204 | 11KV KACHAREWADI GAOTHAN | 274132 | 33KV KACHREWADI S/STN
11098066 | LnT | 053 | TCPIP_LnT_9600 | GSM | Feeder | 4808 | 205 | 11KV MALSHRAS URBAN | 274038 | 33/11kv MALSHIRAS S/Stn
15086464 | LnT | 053 | TCPIP_LnT_9600 | GSM | Feeder | 4808 | 201 | 11KV KANHER AG | 274105 | 33/11KV ISLAMPUR S/STN
11095873 | LnT | 053 | TCPIP_LnT_9600 | GSM | Feeder | 4808 | 206 | SARGARWADI AG | 274105 | 33/11KV ISLAMPUR S/STN
15086465 | LnT | 053 | TCPIP_LnT_9600 | GSM | Feeder | 4808 | 204 | 11KV AHILYANAGAR AG | 274177 | 33/11KV MANDAVE S/S
14033801 | LnT | 053 | TCPIP_LnT_9600 | GSM | Feeder | 4808 | 205 | KAMALMALA AG FEEDER | 274132 | 33KV KACHREWADI S/STN
15086457 | LnT | 053 | TCPIP_LnT_9600 | GSM | Feeder | 4808 | 203 | 11KV MANAKI AG | 274105 | 33/11KV ISLAMPUR S/STN
15086460 | LnT | 053 | TCPIP_LnT_9600 | GSM | Feeder | 4808 | 205 | GORADWADI AG | 274105 | 33/11KV ISLAMPUR S/STN
15086459 | LnT | 053 | TCPIP_LnT_9600 | GSM | Feeder | 4808 | 202 | 11KV GIRVI AG | 274177 | 33/11KV MANDAVE S/S
15086452 | LnT | 053 | TCPIP_LnT_9600 | GSM | Feeder | 4808 | 201 | 11KV LAXMINAGAR AG | 274177 | 33/11KV MANDAVE S/S
15086438 | LnT | 053 | TCPIP_LnT_9600 | GSM | Feeder | 4808 | 205 | 11KV PURANDAWADE AG | 274177 | 33/11KV MANDAVE S/S
11095468 | LnT | 053 | TCPIP_LnT_9600 | GSM | Feeder | 4808 | 207 | 11KV TARANGFAL AG | 274038 | 33/11kv MALSHIRAS S/Stn
14033822 | LnT | 053 | TCPIP_LnT_9600 | GSM | Feeder | 4808 | 203 | KHANDOBA WASTI AG | 274132 | 33KV KACHREWADI S/STN
18205567 | DLMS-LnT | 053 | TCPIP_DLMS | GSM | Feeder | 4808 | 201 | 11KV JADHAVWADI AG | 274038 | 33/11kv MALSHIRAS S/Stn
X1702115 | DLMS-Secure | 055 | TCPIP_DLMS | GSM | Feeder | 6360 | 211 | 11 KV ARYA MILK EXPRESS | 274108 | 33/11KV FONDSHIRAS S/STN
X0400465 | DLMS-Secure | 055 | TCPIP_DLMS | GSM | Feeder | 6360 | 202 | 11KV KALAMBOLI AG | 274036 | 33/11 KV DAHIGAON SUBSTATION
X0400471 | DLMS-Secure | 055 | TCPIP_DLMS | GSM | Feeder | 6360 | 205 | 11KV PHADATARI GAOTHAN | 274039 | 33/11 KV NATEPUTE SUB-STATION
X0400468 | DLMS-Secure | 055 | TCPIP_DLMS | GSM | Feeder | 6360 | 202 | 11KV NATEPUTE VG | 274039 | 33/11 KV NATEPUTE SUB-STATION
X0400462 | DLMS-Secure | 055 | TCPIP_DLMS | GSM | Feeder | 6360 | 201 | 11KV DAHIGAON AG | 274036 | 33/11 KV DAHIGAON SUBSTATION
X0400469 | DLMS-Secure | 055 | TCPIP_DLMS | GSM | Feeder | 6360 | 204 | 11KV LONAND AG | 274039 | 33/11 KV NATEPUTE SUB-STATION
X0400466 | DLMS-Secure | 055 | TCPIP_DLMS | GSM | Feeder | 6360 | 205 | 11KV DAHIGAON GAOTHAN | 274036 | 33/11 KV DAHIGAON SUBSTATION
X0400464 | DLMS-Secure | 055 | TCPIP_DLMS | GSM | Feeder | 6360 | 207 | 11 KV PIRALE AG | 274036 | 33/11 KV DAHIGAON SUBSTATION
X0400467 | DLMS-Secure | 055 | TCPIP_DLMS | GSM | Feeder | 6360 | 201 | 11KV DHARMPURI AG | 274039 | 33/11 KV NATEPUTE SUB-STATION
X0400470 | DLMS-Secure | 055 | TCPIP_DLMS | GSM | Feeder | 6360 | 203 | 11KV MANDAVE AG | 274039 | 33/11 KV NATEPUTE SUB-STATION
X0400463 | DLMS-Secure | 055 | TCPIP_DLMS | GSM | Feeder | 6360 | 204 | 11KV SHERIWADI | 274036 | 33/11 KV DAHIGAON SUBSTATION
14089172 | LnT | 053 | TCPIP_LnT_9600 | GSM | Feeder | 6360 | 210 | 11 KV PALASMANDAL GAOTHAN | 274108 | 33/11KV FONDSHIRAS S/STN
14033790 | LnT | 053 | TCPIP_LnT_9600 | GSM | Feeder | 6360 | 208 | 11 KV ISHWAR PIND AG | 274108 | 33/11KV FONDSHIRAS S/STN
18205414 | DLMS-LnT | 053 | TCPIP_DLMS | GSM | Feeder | 6360 | 202 | 11KV FONDSHIRAS AG | 274108 | 33/11KV FONDSHIRAS S/STN
X1237200 | DLMS-Secure | 055 | TCPIP_DLMS | GSM | Feeder | 6360 | 203 | 11KV PALASMANDAL | 274108 | 33/11KV FONDSHIRAS S/STN
14676268 | DLMS-LnT | 053 | TCPIP_DLMS | GSM | Feeder | 6360 | 201 | 11KV KOTHALE | 274130 | 33/11 KV DHARMPURI
11095691 | LnT | 053 | TCPIP_LnT_9600 | GSM | Feeder | 6360 | 206 | 11 KV KARUNDE AG | 274130 | 33/11 KV DHARMPURI
10024852 | LnT | 053 | TCPIP_LnT_9600 | GSM | Feeder | 6360 | 207 | 11 KV MOROCHI AG | 274130 | 33/11 KV DHARMPURI
14033845 | LnT | 053 | TCPIP_LnT_9600 | GSM | Feeder | 6360 | 209 | 11 KV MARKADWADI AG | 274108 | 33/11KV FONDSHIRAS S/STN
18205449 | DLMS-LnT | 053 | TCPIP_DLMS | GSM | Feeder | 6360 | 201 | 11KV WATER SUPPLY | 274108 | 33/11KV FONDSHIRAS S/STN
11098029 | LnT | 053 | TCPIP_LnT_9600 | GSM | Feeder | 6360 | 206 | 11KV EXPRESS SHIVPRASAD MILK | 274036 | 33/11 KV DAHIGAON SUBSTATION
11098032 | LnT | 053 | TCPIP_LnT_9600 | GSM | Feeder | 6360 | 205 | 11KV TAMSHIDWADI | 274108 | 33/11KV FONDSHIRAS S/STN
11095694 | LnT | 053 | TCPIP_LnT_9600 | GSM | Feeder | 6360 | 207 | 11KV CHAVANWADI AG | 274108 | 33/11KV FONDSHIRAS S/STN
10024849 | LnT | 053 | TCPIP_LnT_9600 | GSM | Feeder | 6360 | 205 | 11 KV MASUGADE | 274130 | 33/11 KV DHARMPURI
11095726 | LnT | 053 | TCPIP_LnT_9600 | GSM | Feeder | 6360 | 206 | 11KV KADAMWADI AG | 274108 | 33/11KV FONDSHIRAS S/STN
18205464 | DLMS-LnT | 053 | TCPIP_DLMS | GSM | Feeder | 6360 | 202 | 11KV GURSALE | 274130 | 33/11 KV DHARMPURI
06742310 | LnT | 053 | TCPIP_LNT | GSM | Feeder | 6360 | 204 | 11KV DHARMPURI GAOTHAN | 274130 | 33/11 KV DHARMPURI
06599774 | LnT | 053 | TCPIP_LNT | GSM | Feeder | 6360 | 203 | 11KV SHINDEWADI | 274036 | 33/11 KV DAHIGAON SUBSTATION
00466698 | DLMS-HPL | 076 | TCPIP_DLMS | GSM | Feeder | 1392 | 203 | 11 KV KHANDOBA AG | 274247 | 33/11KV KARI
15017569 | LnT | 053 | TCPIP_LnT_9600 | GSM | Feeder | 1392 | 205 | 11 KV Maruti Technofab Express Feeder | 274125 | 33/11 KV KASARWADI S/S
11533103 | LnT | 053 | TCPIP_LnT_9600 | GSM | Feeder | 1392 | 202 | 11 KV DHAMANGAON FEEDER | 274236 | 33/11 KV DHAMANGAON SUB STATION
MSB61844 | Secure | 055 | TCPIP_Secure | GSM | Feeder | 1392 | 201 | 11 KV KARI GAVTHAN | 274247 | 33/11KV KARI
MSU10640 | Secure | 055 | TCPIP_Secure | GSM | Feeder | 1392 | 202 | 11KV NANDANI AG FEEDER | 274222 | 33/11 KV HINGANI.P SUB STATION
MSU10698 | Secure | 055 | TCPIP_Secure | GSM | Feeder | 1392 | 203 | 11KV GAVTHAN FEEDER | 274222 | 33/11 KV HINGANI.P SUB STATION
X0853757 | DLMS-Secure | 055 | TCPIP_DLMS | GSM | Feeder | 1392 | 202 | 11 KV SAROLE | 274085 | 33/11 KV JAVALGAON S/STN
18205506 | DLMS-LnT | 053 | TCPIP_DLMS | GSM | Feeder | 1392 | 205 | 11 KV YAWALI AG FEEDER | 274123 | 33/11 KV SURDI S/S
12625934 | DLMS-LnT | 053 | TCPIP_DLMS | GSM | Feeder | 1392 | 207 | MAHAGAON AG | 274002 | 33/11 KV CHIKHARDE S/S
12627043 | DLMS-LnT | 053 | TCPIP_DLMS | GSM | Feeder | 1392 | 204 | forest Feeder | 274002 | 33/11 KV CHIKHARDE S/S
XC482295 | DLMS-Secure | 055 | TCPIP_DLMS | GSM | Feeder | 1392 | 207 | 11 KV BARAMATI AGRO EXP. FEEDER | 274004 | 33/11 KV PANGAON S/S
17272286 | DLMS-LnT | 053 | TCPIP_DLMS | GSM | Feeder | 1392 | 207 | Upale(D) Gaothan feeder | 274006 | 33/11 KV UPALE (D)
17272199 | DLMS-LnT | 053 | TCPIP_DLMS | GSM | Feeder | 1392 | 204 | TAMBEWADI AG | 274006 | 33/11 KV UPALE (D)
17272284 | DLMS-LnT | 053 | TCPIP_DLMS | GSM | Feeder | 1392 | 205 | 11 KV NEW PANGAON GAOTHAN FEEDER | 274004 | 33/11 KV PANGAON S/S
17272207 | DLMS-LnT | 053 | TCPIP_DLMS | GSM | Feeder | 1392 | 205 | 11 KV IRLE | 274007 | 33/11 KV VAIRAG SUB STATION
17272203 | DLMS-LnT | 053 | TCPIP_DLMS | GSM | Feeder | 1392 | 202 | KARI FEEDER | 274005 | 33/11 KV PANGARI S/S
17272202 | DLMS-LnT | 053 | TCPIP_DLMS | GSM | Feeder | 1392 | 201 | BARSHI AG FEEDER | 274005 | 33/11 KV PANGARI S/S
17272282 | DLMS-LnT | 053 | TCPIP_DLMS | GSM | Feeder | 1392 | 201 | 11 KV PANGAON AG FEEDER | 274004 | 33/11 KV PANGAON S/S
17272283 | DLMS-LnT | 053 | TCPIP_DLMS | GSM | Feeder | 1392 | 203 | 11 KV KALEGAON AG FEEDER | 274004 | 33/11 KV PANGAON S/S
17272205 | DLMS-LnT | 053 | TCPIP_DLMS | GSM | Feeder | 1392 | 207 | Pangri Gaothan Feeder | 274005 | 33/11 KV PANGARI S/S
17272285 | DLMS-LnT | 053 | TCPIP_DLMS | GSM | Feeder | 1392 | 202 | 11 KV SAKAT AG FEEDER | 274004 | 33/11 KV PANGAON S/S
17272290 | DLMS-LnT | 053 | TCPIP_DLMS | GSM | Feeder | 1392 | 203 | KUSLAMB AG FEEDER | 274157 | 33/11 KV SUB STATION JAMGAON
08024551 | DLMS-Genus | 065 | TCPIP_DLMS | GSM | Feeder | 1392 | 201 | 11 KV BARSHI FEEDER | 274001 | 33/11 KV BORGAON S/STN.
MSP40570 | Secure | 055 | TCPIP_Secure | GSM | Feeder | 1392 | 201 | 11 KV RALERAS FEEDER | 274236 | 33/11 KV DHAMANGAON SUB STATION
MSP52998 | DLMS-Secure | 055 | TCPIP_DLMS | GSM | Feeder | 1392 | 203 | 11 KV BAVI FEEDER | 274221 | 33/11KV BAVI SUB STATION
MSP55587 | DLMS-Secure | 055 | TCPIP_DLMS | GSM | Feeder | 1392 | 201 | Uplai(T) Gaothan Feeder | 274204 | UPLAI THONGE S/STN
18086698 | DLMS-LnT | 053 | TCPIP_DLMS | GSM | Feeder | 1392 | 204 | 11 KV LMR EXPRESS FEEDER | 274222 | 33/11 KV HINGANI.P SUB STATION
08024550 | DLMS-Genus | 065 | TCPIP_DLMS | GSM | Feeder | 1392 | 207 | Dahitane Ag Fdr | 274007 | 33/11 KV VAIRAG SUB STATION
XD596067 | DLMS-Secure | 055 | TCPIP_DLMS | GSM | Feeder | 1392 | 205 | Indapur | 274002 | 33/11 KV CHIKHARDE S/S
X1304693 | DLMS-Secure | 055 | TCPIP_DLMS | GSM | Feeder | 1392 | 204 | KASARWADI GAONTHAN FEEDER | 274125 | 33/11 KV KASARWADI S/S
12625945 | DLMS-LnT | 053 | TCPIP_DLMS | GSM | Feeder | 1392 | 201 | 11 KV Raleras | 274007 | 33/11 KV VAIRAG SUB STATION
MSP52979 | DLMS-Secure | 055 | TCPIP_DLMS | GSM | Feeder | 1392 | 202 | 11 KV TANDULWADI FEEDER | 274221 | 33/11KV BAVI SUB STATION
MSP53723 | DLMS-Secure | 055 | TCPIP_DLMS | GSM | Feeder | 1392 | 203 | Khandvi Ag feeder | 274204 | UPLAI THONGE S/STN
MSP53735 | DLMS-Secure | 055 | TCPIP_DLMS | GSM | Feeder | 1392 | 202 | Uplai(T) AG feeder | 274204 | UPLAI THONGE S/STN
MSP52999 | DLMS-Secure | 055 | TCPIP_DLMS | GSM | Feeder | 1392 | 201 | 11 KV DAM FEEDER | 274221 | 33/11KV BAVI SUB STATION
X0400498 | DLMS-Secure | 055 | TCPIP_DLMS | GSM | Feeder | 1392 | 204 | Rui | 274085 | 33/11 KV JAVALGAON S/STN
XE419723 | DLMS-Secure | 055 | TCPIP_DLMS | GSM | Feeder | 1392 | 204 | PWW Express Feeder | 274158 | 33/11 KV SHENDRI S/STN
X1794672 | DLMS-Secure | 055 | TCPIP_DLMS | GSM | Feeder | 1392 | 204 | 11 KV DOIPHODE EXPRESS | 274221 | 33/11KV BAVI SUB STATION
X2000747 | DLMS-Secure | 055 | TCPIP_DLMS | GSM | Feeder | 1392 | 201 | 11KV PIMPALGAON AG | 274274 | 33/11 JAMGAON PA
X2000748 | DLMS-Secure | 055 | TCPIP_DLMS | GSM | Feeder | 1392 | 203 | 11KV JAMGAON AG | 274274 | 33/11 JAMGAON PA
MSP40635 | Secure | 055 | TCPIP_Secure | GSM | Feeder | 1392 | 201 | 11 Kv pathari Gaothan feeder | 274208 | 33/11 KV PATHARI SUB STATION
MSB61854 | Secure | 055 | TCPIP_Secure | GSM | Feeder | 1392 | 202 | 11 KARI AG | 274247 | 33/11KV KARI
MSB61855 | Secure | 055 | TCPIP_Secure | GSM | Feeder | 1392 | 203 | 11 KV SHELGAON AG | 274236 | 33/11 KV DHAMANGAON SUB STATION
X1237213 | DLMS-Secure | 055 | TCPIP_DLMS | GSM | Feeder | 1392 | 204 | 11 KV VAIRAG Urban Feeder | 274007 | 33/11 KV VAIRAG SUB STATION
14676220 | DLMS-LnT | 053 | TCPIP_DLMS | GSM | Feeder | 1392 | 202 | 11 KV KATEGAON AG FEEDER | 274001 | 33/11 KV BORGAON S/STN.
10277884 | LnT | 053 | TCPIP_LnT_9600 | GSM | Feeder | 1392 | 202 | Shripat-Pimpri Feeder AG | 274158 | 33/11 KV SHENDRI S/STN
10277708 | LnT | 053 | TCPIP_LnT_9600 | GSM | Feeder | 1392 | 203 | Shendri Feeder AG | 274158 | 33/11 KV SHENDRI S/STN
12484513 | LnT | 053 | TCPIP_LnT_9600 | GSM | Feeder | 1392 | 202 | NARI FEEDER | 274002 | 33/11 KV CHIKHARDE S/S
14017399 | LnT | 053 | TCPIP_LnT_9600 | GSM | Feeder | 1392 | 204 | SHELGAON(M)AG. | 274157 | 33/11 KV SUB STATION JAMGAON
08024644 | DLMS-Genus | 065 | TCPIP_DLMS | GSM | Feeder | 1392 | 202 | 11 KV PANGAON | 274007 | 33/11 KV VAIRAG SUB STATION
10277995 | LnT | 053 | TCPIP_LnT_9600 | GSM | Feeder | 1392 | 201 | Industrial Feeder | 274157 | 33/11 KV SUB STATION JAMGAON
MSU10757 | Secure | 055 | TCPIP_Secure | GSM | Feeder | 1392 | 201 | 11KV HINGANI.P AG FEEDER | 274222 | 33/11 KV HINGANI.P SUB STATION
14007124 | LnT | 053 | TCPIP_LnT_9600 | GSM | Feeder | 1392 | 204 | 11KV BORGAON AG | 274001 | 33/11 KV BORGAON S/STN.
10277672 | LnT | 053 | TCPIP_LnT_9600 | GSM | Feeder | 1392 | 206 | Malegaon AG | 274006 | 33/11 KV UPALE (D)
10277670 | LnT | 053 | TCPIP_LnT_9600 | GSM | Feeder | 1392 | 205 | Bhatambre Gaothan | 274006 | 33/11 KV UPALE (D)
14007183 | LnT | 053 | TCPIP_LnT_9600 | GSM | Feeder | 1392 | 202 | 11 Kv Dhanore Ag feeder | 274208 | 33/11 KV PATHARI SUB STATION
10036512 | LnT | 053 | TCPIP_LnT_9600 | GSM | Feeder | 1392 | 206 | Shirale Ag Fdr | 274005 | 33/11 KV PANGARI S/S
14007109 | LnT | 053 | TCPIP_LnT_9600 | GSM | Feeder | 1392 | 206 | 11 KV KALAMBWADI FEEDER | 274001 | 33/11 KV BORGAON S/STN.
17272204 | DLMS-LnT | 053 | TCPIP_DLMS | GSM | Feeder | 1392 | 203 | UKKADGAON FEEDER | 274005 | 33/11 KV PANGARI S/S
12020591 | LnT | 053 | TCPIP_LnT_9600 | GSM | Feeder | 1392 | 202 | 11 KV RAULGAON FEEDER | 274192 | GAUDGAON SUB STATION
12020692 | LnT | 053 | TCPIP_LnT_9600 | GSM | Feeder | 1392 | 201 | 11 KV GAUDGAON FEEDER | 274192 | GAUDGAON SUB STATION
07025804 | LnT | 053 | TCPIP_LNT | GSM | Feeder | 1392 | 205 | BARSHI GAOTHAN | 274005 | 33/11 KV PANGARI S/S
10036623 | LnT | 053 | TCPIP_LnT_9600 | GSM | Feeder | 1392 | 204 | UKKADGAON GAOTHAN | 274005 | 33/11 KV PANGARI S/S
10278010 | LnT | 053 | TCPIP_LnT_9600 | GSM | Feeder | 1392 | 202 | Gaothan Fdr | 274157 | 33/11 KV SUB STATION JAMGAON
14007277 | LnT | 053 | TCPIP_LnT_9600 | GSM | Feeder | 1392 | 203 | 11 KV Pimpalwadi Ag | 274208 | 33/11 KV PATHARI SUB STATION
07409603 | LnT | 053 | TCPIP_LNT | GSM | Feeder | 1392 | 201 | 11 KV JAVALGAON | 274085 | 33/11 KV JAVALGAON S/STN
14007154 | LnT | 053 | TCPIP_LnT_9600 | GSM | Feeder | 1392 | 206 | 11 KV TURK-PIMPARI AG FEEDER | 274123 | 33/11 KV SURDI S/S
09592816 | LnT | 053 | TCPIP_LnT_9600 | GSM | Feeder | 1392 | 205 | Kasari | 274085 | 33/11 KV JAVALGAON S/STN
14007250 | LnT | 053 | TCPIP_LnT_9600 | GSM | Feeder | 1392 | 206 | Sawargaon Feeder | 274002 | 33/11 KV CHIKHARDE S/S
14007256 | LnT | 053 | TCPIP_LnT_9600 | GSM | Feeder | 1392 | 202 | 11 KV RATANJAN AG FEEDER | 274235 | 33/11 KV RATANJAN SUB STATION
16002804 | LnT | 053 | TCPIP_LnT_9600 | GSM | Feeder | 1392 | 203 | 11 KV Mungashi Ag Feeder | 274235 | 33/11 KV RATANJAN SUB STATION
17272206 | DLMS-LnT | 053 | TCPIP_DLMS | GSM | Feeder | 1392 | 203 | YELAMB FEEDER | 274002 | 33/11 KV CHIKHARDE S/S
18205214 | DLMS-LnT | 053 | TCPIP_DLMS | GSM | Feeder | 1392 | 201 | Gaothan Feeder | 274158 | 33/11 KV SHENDRI S/STN
14007249 | LnT | 053 | TCPIP_LnT_9600 | GSM | Feeder | 1392 | 206 | MANDEGAON AG | 274157 | 33/11 KV SUB STATION JAMGAON
12020604 | LnT | 053 | TCPIP_LnT_9600 | GSM | Feeder | 1392 | 203 | 11 KV BHALGAON FEEDER | 274192 | GAUDGAON SUB STATION
12627057 | DLMS-LnT | 053 | TCPIP_DLMS | GSM | Feeder | 1392 | 206 | VAIRAG GAONTHAN FEEDER | 274007 | 33/11 KV VAIRAG SUB STATION
11532470 | LnT | 053 | TCPIP_LnT_9600 | GSM | Feeder | 1392 | 203 | 11KV GAOTHAN FEEDER | 274001 | 33/11 KV BORGAON S/STN.
15107735 | LnT | 053 | TCPIP_LnT_9600 | GSM | Feeder | 1392 | 201 | 11 KV GAVTHAN FEEDER | 274235 | 33/11 KV RATANJAN SUB STATION
00382127 | DLMS-HPL | 076 | TCPIP_DLMS | GSM | Feeder | 1392 | 204 | 11 kV Surdi Gaonthan | 274123 | 33/11 KV SURDI S/S
10277671 | LnT | 053 | TCPIP_LnT_9600 | GSM | Feeder | 1392 | 203 | HALDUGE FEEDER | 274006 | 33/11 KV UPALE (D)
X2000756 | DLMS-Secure | 055 | TCPIP_DLMS | GSM | Feeder | 1392 | 202 | 11KV GAOTHAN | 274274 | 33/11 JAMGAON PA
14007212 | LnT | 053 | TCPIP_LnT_9600 | GSM | Feeder | 1392 | 205 | BABHULGAON AG | 274001 | 33/11 KV BORGAON S/STN.
14007239 | LnT | 053 | TCPIP_LnT_9600 | GSM | Feeder | 1392 | 203 | 11 KV SURDI FEEDER | 274123 | 33/11 KV SURDI S/S
07326786 | LnT | 053 | TCPIP_LNT | GSM | Feeder | 1392 | 203 | 11 KV AMBEGAON | 274085 | 33/11 KV JAVALGAON S/STN
00380602 | DLMS-HPL | 076 | TCPIP_DLMS | GSM | Feeder | 1392 | 204 | 11 KV OLD GAONTHAN FEEDER | 274004 | 33/11 KV PANGAON S/S
14007163 | LnT | 053 | TCPIP_LnT_9600 | GSM | Feeder | 1392 | 205 | DEVGAON Ag | 274157 | 33/11 KV SUB STATION JAMGAON
13062892 | LnT | 053 | TCPIP_LnT_9600 | GSM | Feeder | 1384 | 201 | 11KV TOWN FEEDER | 274197 | 33/11 KV BARSHI TOWN SUB STATION
13062964 | LnT | 053 | TCPIP_LnT_9600 | GSM | Feeder | 1384 | 203 | 11 KV BHAGAWANT FEEDER | 274197 | 33/11 KV BARSHI TOWN SUB STATION
00309123 | DLMS-HPL | 076 | TCPIP_DLMS | GSM | Feeder | 1384 | 206 | 11KV MILL FEEDER | 278003 | 220/110/33/11 KV BARSHI
13062994 | LnT | 053 | TCPIP_LnT_9600 | GSM | Feeder | 1384 | 202 | 11 KV INDUSTRIAL ESTATE NO.02 FEEDER | 274197 | 33/11 KV BARSHI TOWN SUB STATION
00309124 | DLMS-HPL | 076 | TCPIP_DLMS | GSM | Feeder | 1384 | 203 | 11KV CANCER FEEDER | 278003 | 220/110/33/11 KV BARSHI
00311148 | DLMS-HPL | 076 | TCPIP_DLMS | GSM | Feeder | 1384 | 207 | 11KV JAIN MANDIR FEEDER | 278003 | 220/110/33/11 KV BARSHI
00309122 | DLMS-HPL | 076 | TCPIP_DLMS | GSM | Feeder | 1384 | 208 | 11KV BHAVANI PETH | 278003 | 220/110/33/11 KV BARSHI
00309129 | DLMS-HPL | 076 | TCPIP_DLMS | GSM | Feeder | 1384 | 204 | 11KV I.T.I. FEEDER | 278003 | 220/110/33/11 KV BARSHI
00309125 | DLMS-HPL | 076 | TCPIP_DLMS | GSM | Feeder | 1384 | 213 | 11KV BARSHI TEXTILE MILL EXPRESS FE | 278003 | 220/110/33/11 KV BARSHI
MSE79014 | Secure | 055 | TCPIP_Secure | GSM | Feeder | 4757 | 202 | 11 KV PANGARE GAONTHAN (WANGI SECTION) | 274010 | 33/11 KV SUBSTATION JEUR (SO JEUR)
10278086 | LnT | 053 | TCPIP_LnT_9600 | GSM | Feeder | 4757 | 201 | 11KV CHIKHALTHAN GAONTHAN | 274044 | 33/11 KV SUBSTATION CHIKHALTHAN NO.1 (SO JEUR)
18205505 | DLMS-LnT | 053 | TCPIP_DLMS | GSM | Feeder | 4757 | 205 | 11 KV SADE OLD AG | 274106 | 33/11 KV SUBSTATION SADE (SO SADE)
08025386 | DLMS-Genus | 065 | TCPIP_DLMS | GSM | Feeder | 4757 | 204 | 11 KV PANGARE AG | 274090 | 33/11 KV SUBSTATION WANGI NO-1 (SO WANGI)
MH907507 | Secure | 055 | TCPIP_Secure | GSM | Feeder | 4757 | 202 | 11 KV SALASE AG | 274017 | 33/11 KV SUBSTATION SALSE (SO SADE)
XH407141 | DLMS-Secure | 055 | TCPIP_DLMS | GSM | Feeder | 4757 | 201 | 11KV NIMBHORE | 274265 | 33/11 KV LAVHE
XH407127 | DLMS-Secure | 055 | TCPIP_DLMS | GSM | Feeder | 4757 | 203 | 11KV PANGRE NEW | 274265 | 33/11 KV LAVHE
XH407139 | DLMS-Secure | 055 | TCPIP_DLMS | GSM | Feeder | 4757 | 202 | 11KV NEW WANGI 2 | 274265 | 33/11 KV LAVHE
X1237212 | DLMS-Secure | 055 | TCPIP_DLMS | GSM | Feeder | 4757 | 201 | 11 KV WANGI GAONTHAN | 274090 | 33/11 KV SUBSTATION WANGI NO-1 (SO WANGI)
X1104607 | DLMS-Secure | 055 | TCPIP_DLMS | GSM | Feeder | 4757 | 203 | 11 KV BITERGAON AG | 274011 | 33/11 KV SUBSTATION KANDAR (SO KANDAR)
MSP52981 | DLMS-Secure | 055 | TCPIP_LnT_9600 | GSM | Feeder | 4757 | 202 | 11 KV GHOTI I | 274242 | 33/11 KV GHOTI(SO SADE)
MSP52976 | DLMS-Secure | 055 | TCPIP_DLMS | GSM | Feeder | 4757 | 202 | 11 KV MURMAI | 274237 | 33/11 KV SHETFAL
MSP52986 | DLMS-Secure | 055 | TCPIP_DLMS | GSM | Feeder | 4757 | 203 | 11 KV NAGANATH AG | 274237 | 33/11 KV SHETFAL
MSP52982 | DLMS-Secure | 055 | TCPIP_DLMS | GSM | Feeder | 4757 | 204 | 11 KV KEDGAON AG | 274237 | 33/11 KV SHETFAL
MSP52977 | DLMS-Secure | 055 | TCPIP_DLMS | GSM | Feeder | 4757 | 203 | 11 KV GHOTI II | 274242 | 33/11 KV GHOTI(SO SADE)
17272234 | DLMS-LnT | 053 | TCPIP_DLMS | GSM | Feeder | 4757 | 204 | 11 KV UMRAD AG | 274145 | 33/11 KV SUBSTATION UMRAD (SO JEUR)
17272232 | DLMS-LnT | 053 | TCPIP_DLMS | GSM | Feeder | 4757 | 206 | 11 KV WANGI NO-2 AG | 274010 | 33/11 KV SUBSTATION JEUR (SO JEUR)
X0400500 | DLMS-Secure | 055 | TCPIP_DLMS | GSM | Feeder | 4757 | 206 | 11 KV PATHURDI AG | 274106 | 33/11 KV SUBSTATION SADE (SO SADE)
X0400518 | DLMS-Secure | 055 | TCPIP_DLMS | GSM | Feeder | 4757 | 205 | 11 KV UPALWATE AG | 274013 | 33/11 KV SUBSTATION KEM (SO KANDAR)
X0400501 | DLMS-Secure | 055 | TCPIP_DLMS | GSM | Feeder | 4757 | 206 | 11 KV KEM VILLAGE AG | 274013 | 33/11 KV SUBSTATION KEM (SO KANDAR)
17272233 | DLMS-LnT | 053 | TCPIP_DLMS | GSM | Feeder | 4757 | 203 | 11 KV BHAIRAVNATH AG | 274145 | 33/11 KV SUBSTATION UMRAD (SO JEUR)
17272231 | DLMS-LnT | 053 | TCPIP_DLMS | GSM | Feeder | 4757 | 205 | 11 KV PANGARE AG | 274010 | 33/11 KV SUBSTATION JEUR (SO JEUR)
09592759 | LnT | 053 | TCPIP_LnT_9600 | GSM | Feeder | 4757 | 203 | 11 KV MALAWADI AG | 274013 | 33/11 KV SUBSTATION KEM (SO KANDAR)
10024492 | LnT | 053 | TCPIP_LnT_9600 | GSM | Feeder | 4757 | 206 | 11 KV NAGANATH AG | 274090 | 33/11 KV SUBSTATION WANGI NO-1 (SO WANGI)
11098615 | LnT | 053 | TCPIP_LnT_9600 | GSM | Feeder | 4757 | 203 | 11 KV GHOTI AG | 274106 | 33/11 KV SUBSTATION SADE (SO SADE)
11098067 | LnT | 053 | TCPIP_LnT_9600 | GSM | Feeder | 4757 | 202 | 11 KV SADE NEW AG | 274106 | 33/11 KV SUBSTATION SADE (SO SADE)
10278034 | LnT | 053 | TCPIP_LnT_9600 | GSM | Feeder | 4757 | 202 | 11 KV NIMGAON AG FEEDER | 274159 | 33/11 KV SUBSTATION KOLEGAON (SO SADE)
10277980 | LnT | 053 | TCPIP_LnT_9600 | GSM | Feeder | 4757 | 201 | 11 KV KOLEGAON GAONTHAN | 274159 | 33/11 KV SUBSTATION KOLEGAON (SO SADE)
MSE79068 | Secure | 055 | TCPIP_Secure | GSM | Feeder | 4757 | 201 | 11 KV KANDAR GAONTHAN | 274011 | 33/11 KV SUBSTATION KANDAR (SO KANDAR)
10278071 | LnT | 053 | TCPIP_LnT_9600 | GSM | Feeder | 4757 | 203 | 11 KV KOLEGAON AG | 274159 | 33/11 KV SUBSTATION KOLEGAON (SO SADE)
KA907094 | Secure | 055 | TCPIP_Secure | GSM | Feeder | 4757 | 203 | 11KV ALSUNDE AG | 274017 | 33/11 KV SUBSTATION SALSE (SO SADE)
MSE78962 | Secure | 055 | TCPIP_Secure | GSM | Feeder | 4757 | 202 | 11 KV BARSHI W/S EXPRESS | 274011 | 33/11 KV SUBSTATION KANDAR (SO KANDAR)
06609724 | LnT | 053 | TCPIP_LNT | GSM | Feeder | 4757 | 202 | 11 KV DHOKARI AG | 274090 | 33/11 KV SUBSTATION WANGI NO-1 (SO WANGI)
10277986 | LnT | 053 | TCPIP_LnT_9600 | GSM | Feeder | 4757 | 203 | 11 KV KEDGAON AG | 274044 | 33/11 KV SUBSTATION CHIKHALTHAN NO.1 (SO JEUR)
10278036 | LnT | 053 | TCPIP_LnT_9600 | GSM | Feeder | 4757 | 204 | 11 KV KOTLING DEVASTHAN AG | 274044 | 33/11 KV SUBSTATION CHIKHALTHAN NO.1 (SO JEUR)
06599680 | LnT | 053 | TCPIP_LNT | GSM | Feeder | 4757 | 204 | 11 KV DAHIGAON W/S EXPRESS | 274010 | 33/11 KV SUBSTATION JEUR (SO JEUR)
14007196 | LnT | 053 | TCPIP_LnT_9600 | GSM | Feeder | 4757 | 207 | 11 KV POPHALAJ-KUMBHEJ AG | 274145 | 33/11 KV SUBSTATION UMRAD (SO JEUR)
14007198 | LnT | 053 | TCPIP_LnT_9600 | GSM | Feeder | 4757 | 206 | 11 KV SOGAON NEW AG | 274145 | 33/11 KV SUBSTATION UMRAD (SO JEUR)
11095616 | LnT | 053 | TCPIP_LnT_9600 | GSM | Feeder | 4757 | 204 | 11 KV WANGI-2 AG | 274163 | 33/11 KV SUSTATION DAHIGAON (SO WANGI)
11097965 | LnT | 053 | TCPIP_LnT_9600 | GSM | Feeder | 4757 | 203 | 11 KV SHETPHAL AG | 274163 | 33/11 KV SUSTATION DAHIGAON (SO WANGI)
11095817 | LnT | 053 | TCPIP_LnT_9600 | GSM | Feeder | 4757 | 202 | 11 KV DAHIGAON AG | 274163 | 33/11 KV SUSTATION DAHIGAON (SO WANGI)
09592757 | LnT | 053 | TCPIP_LnT_9600 | GSM | Feeder | 4757 | 201 | 11 KV KEM GAONTHAN | 274013 | 33/11 KV SUBSTATION KEM (SO KANDAR)
10280734 | LnT | 053 | TCPIP_LnT_9600 | GSM | Feeder | 4757 | 207 | 11 KV HARITKRANTI AG EXPRESS FEEDER | 274011 | 33/11 KV SUBSTATION KANDAR (SO KANDAR)
10277223 | LnT | 053 | TCPIP_LnT_9600 | GSM | Feeder | 4757 | 206 | 11 KV KUGAON AG | 274044 | 33/11 KV SUBSTATION CHIKHALTHAN NO.1 (SO JEUR)
11115917 | LnT | 053 | TCPIP_LnT_9600 | GSM | Feeder | 4757 | 205 | 11 KV BALAJI AG | 274044 | 33/11 KV SUBSTATION CHIKHALTHAN NO.1 (SO JEUR)
X0400499 | DLMS-Secure | 055 | TCPIP_DLMS | GSM | Feeder | 4757 | 207 | 11 KV WARKATANE AG | 274106 | 33/11 KV SUBSTATION SADE (SO SADE)
17272235 | DLMS-LnT | 053 | TCPIP_DLMS | GSM | Feeder | 4757 | 204 | 11 KV KAVITGAON AG | 274011 | 33/11 KV SUBSTATION KANDAR (SO KANDAR)
09205567 | LnT | 053 | TCPIP_LnT_9600 | GSM | Feeder | 4757 | 203 | 11 KV DAHIGAON-SHETFAL AG | 274010 | 33/11 KV SUBSTATION JEUR (SO JEUR)
09205586 | LnT | 053 | TCPIP_LnT_9600 | GSM | Feeder | 4757 | 201 | 11 KV UMRAD-KUMBHEJ GAONTHAN | 274145 | 33/11 KV SUBSTATION UMRAD (SO JEUR)
X0400517 | DLMS-Secure | 055 | TCPIP_DLMS | GSM | Feeder | 4757 | 204 | 11 KV UTTARESHWAR | 274013 | 33/11 KV SUBSTATION KEM (SO KANDAR)
MSD04456 | Secure | 055 | TCPIP_Secure | GSM | Feeder | 4757 | 400 | STATION TRANSFORMER | 278014 | 220KV JEUR
00466523 | DLMS-HPL | 076 | TCPIP_DLMS | GSM | Feeder | 4757 | 202 | 11 KV WADSHIVANE AG | 274013 | 33/11 KV SUBSTATION KEM (SO KANDAR)
00382259 | DLMS-HPL | 076 | TCPIP_DLMS | GSM | Feeder | 4757 | 201 | 11 KV JEUR URBAN GAONTHAN | 274010 | 33/11 KV SUBSTATION JEUR (SO JEUR)
00467090 | DLMS-HPL | 076 | TCPIP_DLMS | GSM | Feeder | 4757 | 206 | 11 KV KANDAR VILLAGE AG | 274011 | 33/11 KV SUBSTATION KANDAR (SO KANDAR)
00566910 | DLMS-HPL | 076 | TCPIP_DLMS | GSM | Feeder | 4757 | 208 | 11 KV KANDAR BACKWATER AG | 274011 | 33/11 KV SUBSTATION KANDAR (SO KANDAR)
BS918726 | Secure | 055 | TCPIP_Secure | GSM | Feeder | 4757 | 201 | 11 KV SALSE GAONTHAN | 274017 | 33/11 KV SUBSTATION SALSE (SO SADE)
09597530 | LnT | 053 | TCPIP_LnT_9600 | GSM | Feeder | 4757 | 202 | 11 KV SOGAON-(E) AG | 274145 | 33/11 KV SUBSTATION UMRAD (SO JEUR)
14007264 | LnT | 053 | TCPIP_LnT_9600 | GSM | Feeder | 4757 | 205 | 11 KV BHAIRAVNATH NEW AG | 274145 | 33/11 KV SUBSTATION UMRAD (SO JEUR)
11098020 | LnT | 053 | TCPIP_LnT_9600 | GSM | Feeder | 4757 | 204 | 11 KV SOUNDE AG | 274106 | 33/11 KV SUBSTATION SADE (SO SADE)
18205504 | DLMS-LnT | 053 | TCPIP_DLMS | GSM | Feeder | 4757 | 205 | 11 KV WANGI-3 AG | 274090 | 33/11 KV SUBSTATION WANGI NO-1 (SO WANGI)
10024838 | LnT | 053 | TCPIP_LnT_9600 | GSM | Feeder | 1376 | 246 | 11 KV GFSS VEET | 274018 | 33/11 KV VEET S/S
12047602 | LnT | 053 | TCPIP_LnT_9600 | GSM | Feeder | 1376 | 202 | 11KV ARJUN NAGAR AG | 274195 | 33/11KV PANDE S/STN
12047742 | LnT | 053 | TCPIP_LnT_9600 | GSM | Feeder | 1376 | 201 | 11KV PANDE AG | 274195 | 33/11KV PANDE S/STN
16002800 | LnT | 053 | TCPIP_LnT_9600 | GSM | Feeder | 1376 | 202 | 11 KV TAKALI | 274218 | 33/11 KV KATRAJ SUBSTATION
16002759 | LnT | 053 | TCPIP_LnT_9600 | GSM | Feeder | 1376 | 204 | 11KV JYOTIBA AG | 274171 | 33/11 KV WASHIMBE S/S
16002791 | LnT | 053 | TCPIP_LnT_9600 | GSM | Feeder | 1376 | 203 | 11 KV KHATGAON | 274218 | 33/11 KV KATRAJ SUBSTATION
12020448 | LnT | 053 | TCPIP_LnT_9600 | GSM | Feeder | 1376 | 203 | 11KV SHELGAON | 274195 | 33/11KV PANDE S/STN
X1797296 | DLMS-Secure | 055 | TCPIP_DLMS | GSM | Feeder | 1376 | 207 | 11KV SHREE DATTA AG | 274218 | 33/11 KV KATRAJ SUBSTATION
00466676 | DLMS-HPL | 076 | TCPIP_DLMS | GSM | Feeder | 1376 | 253 | 11 KV JINTI AG | 274087 | 33/11 KV JINTI S/S
XB424143 | DLMS-Secure | 055 | TCPIP_DLMS | GSM | Feeder | 1376 | 202 | 11 KV KHADKEWADI AG | 274220 | 33/11 KV ZARE SUBSTATION
XB428737 | DLMS-Secure | 055 | TCPIP_DLMS | GSM | Feeder | 1376 | 203 | 11KV ZARE GAOTHAN | 274220 | 33/11 KV ZARE SUBSTATION
00466522 | DLMS-HPL | 076 | TCPIP_DLMS | GSM | Feeder | 1376 | 221 | 11KV PANDE AG | 274012 | 33/11 KV KARMALA S/S
XB424137 | DLMS-Secure | 055 | TCPIP_DLMS | GSM | Feeder | 1376 | 201 | 11KV ZARE AG | 274220 | 33/11 KV ZARE SUBSTATION
08025378 | DLMS-Genus | 065 | TCPIP_DLMS | GSM | Feeder | 1376 | 201 | 11KV KATRAJ | 274218 | 33/11 KV KATRAJ SUBSTATION
X0036473 | DLMS-Secure | 055 | TCPIP_DLMS | GSM | Feeder | 1376 | 233 | 11 KV UMRAD AG | 274015 | 33/11 KV MANJARGAON S/S
X1947499 | DLMS-Secure | 055 | TCPIP_DLMS | GSM | Feeder | 1376 | 256 | 11 KV TAKALI AG | 274087 | 33/11 KV JINTI S/S
MSP53736 | DLMS-Secure | 055 | TCPIP_DLMS | GSM | Feeder | 1376 | 203 | 11 KV HINGANI AG | 274211 | HINGANI SUB STATION
MSP53734 | DLMS-Secure | 055 | TCPIP_DLMS | GSM | Feeder | 1376 | 201 | 11KV GULMOHARWADI AG | 274211 | HINGANI SUB STATION
MSP55588 | DLMS-Secure | 055 | TCPIP_DLMS | GSM | Feeder | 1376 | 202 | 11 KV MAKAI AG | 274211 | HINGANI SUB STATION
MSP52994 | DLMS-Secure | 055 | TCPIP_DLMS | GSM | Feeder | 1376 | 203 | KHADAKI AG FEEDER | 274210 | 33/11 KV JATEGAON SUB STATION
MSP53737 | DLMS-Secure | 055 | TCPIP_DLMS | GSM | Feeder | 1376 | 201 | 11 KV RAJURI AG | 274212 | 33/11KV KORTI SUBSTATION
MSP55581 | DLMS-Secure | 055 | TCPIP_DLMS | GSM | Feeder | 1376 | 202 | 11KV KORTI GAOTHAN | 274212 | 33/11KV KORTI SUBSTATION
MSP55591 | DLMS-Secure | 055 | TCPIP_DLMS | GSM | Feeder | 1376 | 203 | 11 KV GOREWADI AG | 274212 | 33/11KV KORTI SUBSTATION
MSP52984 | DLMS-Secure | 055 | TCPIP_DLMS | GSM | Feeder | 1376 | 202 | WADGAON AG FEEDER | 274210 | 33/11 KV JATEGAON SUB STATION
X1996231 | DLMS-Secure | 055 | TCPIP_DLMS | GSM | Feeder | 1376 | 205 | 11 KV SNBS INDUSTRIES FEEDER | 274018 | 33/11 KV VEET S/S
X2083486 | DLMS-Secure | 055 | TCPIP_DLMS | GSM | Feeder | 1376 | 205 | 11 KV MIRGHAVAN AG | 274195 | 33/11KV PANDE S/STN
X2025351 | DLMS-Secure | 055 | TCPIP_DLMS | GSM | Feeder | 1376 | 206 | 11 KV GULSADI AG | 274195 | 33/11KV PANDE S/STN
X2004672 | DLMS-Secure | 055 | TCPIP_DLMS | GSM | Feeder | 1376 | 207 | SAWADI AG | 274212 | 33/11KV KORTI SUBSTATION
X2004677 | DLMS-Secure | 055 | TCPIP_DLMS | GSM | Feeder | 1376 | 204 | 11 KV KUSKARWADI AG FEEDER | 274212 | 33/11KV KORTI SUBSTATION
X1996243 | DLMS-Secure | 055 | TCPIP_DLMS | GSM | Feeder | 1376 | 206 | PONDHWADI FEEDER KORTI SUBSTATION | 274212 | 33/11KV KORTI SUBSTATION
X1797288 | DLMS-Secure | 055 | TCPIP_DLMS | GSM | Feeder | 1376 | 206 | 11KV KONDHAR CHINCHOLI | 274218 | 33/11 KV KATRAJ SUBSTATION
X1797294 | DLMS-Secure | 055 | TCPIP_DLMS | GSM | Feeder | 1376 | 205 | 11KV GAWALWADI AG | 274218 | 33/11 KV KATRAJ SUBSTATION
09205499 | LnT | 053 | TCPIP_LnT_9600 | GSM | Feeder | 1376 | 201 | 11 KV POTEGAON/TARATGAON AG | 274124 | 33/11 KV POTEGAON S/S
00466537 | DLMS-HPL | 076 | TCPIP_DLMS | GSM | Feeder | 1376 | 202 | 11KV GOYEGAON AG | 274171 | 33/11 KV WASHIMBE S/S
18205252 | DLMS-LnT | 053 | TCPIP_DLMS | GSM | Feeder | 1376 | 242 | 11KV GFSS POTEGAON | 274124 | 33/11 KV POTEGAON S/S
18205244 | DLMS-LnT | 053 | TCPIP_DLMS | GSM | Feeder | 1376 | 258 | 11KV NEMATWADI | 274087 | 33/11 KV JINTI S/S
10024817 | LnT | 053 | TCPIP_LnT_9600 | GSM | Feeder | 1376 | 244 | 11 KV KORTI AG | 274018 | 33/11 KV VEET S/S
10024841 | LnT | 053 | TCPIP_LnT_9600 | GSM | Feeder | 1376 | 245 | 11 KV VEET AG | 274018 | 33/11 KV VEET S/S
09205498 | LnT | 053 | TCPIP_LnT_9600 | GSM | Feeder | 1376 | 241 | 11KV GFSS MANGI | 274014 | 33/11 KV MANGI S/S
00308441 | DLMS-HPL | 076 | TCPIP_DLMS | GSM | Feeder | 1376 | 235 | 11KV MANJARGAON GAOTHAN | 274015 | 33/11 KV MANJARGAON S/S
07409649 | LnT | 053 | TCPIP_LNT | GSM | Feeder | 1376 | 223 | 11 KV KARMALA GAOTHAN | 274012 | 33/11 KV KARMALA S/S
09597504 | LnT | 053 | TCPIP_LnT_9600 | GSM | Feeder | 1376 | 201 | 11KV WASHIMBE/BHAIRVNATH AG | 274171 | 33/11 KV WASHIMBE S/S
10278008 | LnT | 053 | TCPIP_LnT_9600 | GSM | Feeder | 1376 | 240 | 11KV POMALWADI AG | 274016 | 33/11 KV PAREWADI S/S
10278038 | LnT | 053 | TCPIP_LnT_9600 | GSM | Feeder | 1376 | 235 | 11 KV KETTUR/PAREWADI POOL AG | 274016 | 33/11 KV PAREWADI S/S
00308449 | DLMS-HPL | 076 | TCPIP_DLMS | GSM | Feeder | 1376 | 224 | 11 KV MIDC KARMALA | 274012 | 33/11 KV KARMALA S/S
09205517 | LnT | 053 | TCPIP_LnT_9600 | GSM | Feeder | 1376 | 202 | 11KV BORGAON AG | 274124 | 33/11 KV POTEGAON S/S
07409650 | LnT | 053 | TCPIP_LNT | GSM | Feeder | 1376 | 228 | 11 KV JATEGAON AG | 274014 | 33/11 KV MANGI S/S
MSE79056 | Secure | 055 | TCPIP_Secure | GSM | Feeder | 1376 | 238 | 11 KV GFSS PAREWADI | 274016 | 33/11 KV PAREWADI S/S
16002806 | LnT | 053 | TCPIP_LnT_9600 | GSM | Feeder | 1376 | 205 | 11KV WASHIMBE GAVTHAN | 274171 | 33/11 KV WASHIMBE S/S
14096118 | LnT | 053 | TCPIP_LnT_9600 | GSM | Feeder | 1376 | 201 | JATEGAON GAOTHAN | 274210 | 33/11 KV JATEGAON SUB STATION
16002822 | LnT | 053 | TCPIP_LnT_9600 | GSM | Feeder | 1376 | 206 | KETTUR AG | 274171 | 33/11 KV WASHIMBE S/S
00308108 | DLMS-HPL | 076 | TCPIP_DLMS | GSM | Feeder | 1376 | 232 | 11 KV MAJARGAON AG | 274015 | 33/11 KV MANJARGAON S/S
00467081 | DLMS-HPL | 076 | TCPIP_DLMS | GSM | Feeder | 1376 | 254 | 11 KV KATRAJ AG | 274087 | 33/11 KV JINTI S/S
00566906 | DLMS-HPL | 076 | TCPIP_DLMS | GSM | Feeder | 1376 | 257 | 11KV RAMWADI AG | 274087 | 33/11 KV JINTI S/S
18205254 | DLMS-LnT | 053 | TCPIP_DLMS | GSM | Feeder | 1376 | 231 | 11 KV PUNWAR AG | 274014 | 33/11 KV MANGI S/S
18205251 | DLMS-LnT | 053 | TCPIP_DLMS | GSM | Feeder | 1376 | 203 | 11KV WASHIMBE /NANGI AG | 274171 | 33/11 KV WASHIMBE S/S
18205253 | DLMS-LnT | 053 | TCPIP_DLMS | GSM | Feeder | 1376 | 229 | 11 WADGAON/BOSE AG | 274014 | 33/11 KV MANGI S/S
18205246 | DLMS-LnT | 053 | TCPIP_DLMS | GSM | Feeder | 1376 | 222 | 11 KV SANGOBA AG | 274012 | 33/11 KV KARMALA S/S
14007166 | LnT | 053 | TCPIP_LnT_9600 | GSM | Feeder | 1376 | 204 | MIRGHAVAN AG | 274124 | 33/11 KV POTEGAON S/S
18205248 | DLMS-LnT | 053 | TCPIP_DLMS | GSM | Feeder | 1376 | 236 | 11KV SOGAON LINK LINE AG | 274015 | 33/11 KV MANJARGAON S/S
00307942 | DLMS-HPL | 076 | TCPIP_DLMS | GSM | Feeder | 1376 | 230 | 11 KV MANGI AG | 274014 | 33/11 KV MANGI S/S
XH407129 | DLMS-Secure | 055 | TCPIP_DLMS | GSM | Feeder | 1376 | 220 | 11KV VEET AG | 274012 | 33/11 KV KARMALA S/S
X1237209 | DLMS-Secure | 055 | TCPIP_DLMS | GSM | Feeder | 1376 | 237 | 11 KV RAJURI AG | 274016 | 33/11 KV PAREWADI S/S
X1237146 | DLMS-Secure | 055 | TCPIP_DLMS | GSM | Feeder | 1376 | 239 | 11 KV WASHIMBE /PAREWADI AG | 274016 | 33/11 KV PAREWADI S/S
12627055 | DLMS-LnT | 053 | TCPIP_DLMS | GSM | Feeder | 1376 | 218 | 11 KV JEUR AG | 274012 | 33/11 KV KARMALA S/S
14007180 | LnT | 053 | TCPIP_LnT_9600 | GSM | Feeder | 1376 | 203 | 11KV GHARGAON/ PADALI AG | 274124 | 33/11 KV POTEGAON S/S
X1947502 | DLMS-Secure | 055 | TCPIP_DLMS | GSM | Feeder | 1376 | 234 | 11 KV SANT DYNESHWAR AG | 274015 | 33/11 KV MANJARGAON S/S
X2004675 | DLMS-Secure | 055 | TCPIP_DLMS | GSM | Feeder | 1376 | 208 | 11KV KUMBHARGAON FEEDER | 274212 | 33/11KV KORTI SUBSTATION
08023328 | DLMS-Genus | 065 | TCPIP_DLMS | GSM | Feeder | 1376 | 215 | DEVICHA MAL | 274012 | 33/11 KV KARMALA S/S
08024547 | DLMS-Genus | 065 | TCPIP_DLMS | GSM | Feeder | 1376 | 216 | BHAVANI NAKA | 274012 | 33/11 KV KARMALA S/S
08023319 | DLMS-Genus | 065 | TCPIP_DLMS | GSM | Feeder | 1376 | 217 | KARMALA URBAN | 274012 | 33/11 KV KARMALA S/S
09205539 | LnT | 053 | TCPIP_LnT_9600 | GSM | Feeder | 1368 | 206 | 11 KV BARDI AG | 274101 | 33/11KV KAVE S/STN
09205590 | LnT | 053 | TCPIP_LnT_9600 | GSM | Feeder | 1368 | 202 | 11 KV AMBAD | 274188 | 33/11 KV KURDU SUBSTATION
09205591 | LnT | 053 | TCPIP_LnT_9600 | GSM | Feeder | 1368 | 201 | 11 KV CHOBE PIMPARI BOGDA | 274155 | 33/11KV CHOBE-PIMPARI S/STN
14096109 | LnT | 053 | TCPIP_LnT_9600 | GSM | Feeder | 1368 | 203 | 11 KV BANDHARA AG | 274224 | 33/11 KV BARLONI S/STN
16002770 | LnT | 053 | TCPIP_LnT_9600 | GSM | Feeder | 1368 | 203 | 11 KV JHAKALE-BHOGEWADI AG | 274223 | 33/11 KV DHAVLAS S/STN
15010316 | LnT | 053 | TCPIP_LnT_9600 | GSM | Feeder | 1368 | 201 | 11 KV GFSS DHAVALAS | 274223 | 33/11 KV DHAVLAS S/STN
X1797289 | DLMS-Secure | 055 | TCPIP_DLMS | GSM | Feeder | 1368 | 204 | 11KV MAHISGAON AG | 274024 | 33/11 KV MAHISGAON S/STN
X1104606 | DLMS-Secure | 055 | TCPIP_DLMS | GSM | Feeder | 1368 | 204 | 11KV KASHID WASTI AG | 274224 | 33/11 KV BARLONI S/STN
17272289 | DLMS-LnT | 053 | TCPIP_DLMS | GSM | Feeder | 1368 | 202 | 11 KV UJANI | 277004 | 132/110/33/11 KV EHV KURDUWADI
17272200 | DLMS-LnT | 053 | TCPIP_DLMS | GSM | Feeder | 1368 | 207 | 11 KV KURDUWADI W/W EXPRESS | 277004 | 132/110/33/11 KV EHV KURDUWADI
17272183 | DLMS-LnT | 053 | TCPIP_DLMS | GSM | Feeder | 1368 | 206 | 11 KV MADHA | 277004 | 132/110/33/11 KV EHV KURDUWADI
17272236 | DLMS-LnT | 053 | TCPIP_DLMS | GSM | Feeder | 1368 | 203 | 11KV KURDUWADI | 277004 | 132/110/33/11 KV EHV KURDUWADI
17272237 | DLMS-LnT | 053 | TCPIP_DLMS | GSM | Feeder | 1368 | 201 | 11 KV M.TEKADI | 277004 | 132/110/33/11 KV EHV KURDUWADI
X2025349 | DLMS-Secure | 055 | TCPIP_DLMS | GSM | Feeder | 1368 | 204 | 11KV NEW PIMPALKHUTE AG | 274188 | 33/11 KV KURDU SUBSTATION
X2004661 | DLMS-Secure | 055 | TCPIP_DLMS | GSM | Feeder | 1368 | 206 | 11KV WADACHIWADI AG | 274188 | 33/11 KV KURDU SUBSTATION
X1797293 | DLMS-Secure | 055 | TCPIP_DLMS | GSM | Feeder | 1368 | 207 | 11KV GFSS | 274024 | 33/11 KV MAHISGAON S/STN
X1797307 | DLMS-Secure | 055 | TCPIP_DLMS | GSM | Feeder | 1368 | 206 | 11KV NADI | 274024 | 33/11 KV MAHISGAON S/STN
14007285 | LnT | 053 | TCPIP_LnT_9600 | GSM | Feeder | 1368 | 204 | 11 KV NEW BUTASHTE AG FEEDER | 274167 | 33/11K V PADSALI S/STN.
11115704 | LnT | 053 | TCPIP_LnT_9600 | GSM | Feeder | 1368 | 202 | 11 KV DHORE WASTI AG FEEDER(OLD LAUL AG) | 274167 | 33/11K V PADSALI S/STN.
11115868 | LnT | 053 | TCPIP_LnT_9600 | GSM | Feeder | 1368 | 202 | 11KV BOGEWADI AG | 274155 | 33/11KV CHOBE-PIMPARI S/STN
10280392 | LnT | 053 | TCPIP_LnT_9600 | GSM | Feeder | 1368 | 201 | 11KV CHINCHGAON AG | 274024 | 33/11 KV MAHISGAON S/STN
10286037 | LnT | 053 | TCPIP_LnT_9600 | GSM | Feeder | 1368 | 201 | 11 KV PADSALI AG.(OLD BUTASHTE) | 274167 | 33/11K V PADSALI S/STN.
12047799 | LnT | 053 | TCPIP_LnT_9600 | GSM | Feeder | 1368 | 203 | 11 KV GFSS KURDU | 274188 | 33/11 KV KURDU SUBSTATION
10280886 | LnT | 053 | TCPIP_LnT_9600 | GSM | Feeder | 1368 | 203 | 11KV RIDHORE AG | 274024 | 33/11 KV MAHISGAON S/STN
10036673 | LnT | 053 | TCPIP_LnT_9600 | GSM | Feeder | 1368 | 204 | 11KV CANAL AG FDR | 274101 | 33/11KV KAVE S/STN
14007279 | LnT | 053 | TCPIP_LnT_9600 | GSM | Feeder | 1368 | 206 | 11 KV NEW LAUL AG FEEDER | 274167 | 33/11K V PADSALI S/STN.
10280348 | LnT | 053 | TCPIP_LnT_9600 | GSM | Feeder | 1368 | 202 | 11 KV WADSHINGE | 274024 | 33/11 KV MAHISGAON S/STN
11115791 | LnT | 053 | TCPIP_LnT_9600 | GSM | Feeder | 1368 | 203 | 11KV GFSS CHOBEPIMPRI | 274155 | 33/11KV CHOBE-PIMPARI S/STN
10277436 | LnT | 053 | TCPIP_LnT_9600 | GSM | Feeder | 1368 | 203 | 11 KV GFSS PADSALI | 274167 | 33/11K V PADSALI S/STN.
15010328 | LnT | 053 | TCPIP_LnT_9600 | GSM | Feeder | 1368 | 202 | 11 KV DHAVLAS BOGDA AG | 274223 | 33/11 KV DHAVLAS S/STN
12023497 | LnT | 053 | TCPIP_LnT_9600 | GSM | Feeder | 1368 | 201 | 11 KV PIMPALKHUNTE AG | 274188 | 33/11 KV KURDU SUBSTATION
XB424148 | DLMS-Secure | 055 | TCPIP_DLMS | GSM | Feeder | 1368 | 202 | 11 KV RIDHORE AG | 274240 | 33/11 KV TANDULWADI
XB424144 | DLMS-Secure | 055 | TCPIP_DLMS | GSM | Feeder | 1368 | 201 | 11 KV GFSS TANDULWADI | 274240 | 33/11 KV TANDULWADI
MH907861 | Secure | 055 | TCPIP_Secure | GSM | Feeder | 1368 | 403 | 33 KV VITTHAL CORPORATION (TEXTILE & GINNING) | 274024 | 33/11 KV MAHISGAON S/STN
17272182 | DLMS-LnT | 053 | TCPIP_DLMS | GSM | Feeder | 1368 | 202 | 11 KV BITERGAON AG | 274101 | 33/11KV KAVE S/STN
X0400492 | DLMS-Secure | 055 | TCPIP_DLMS | GSM | Feeder | 1368 | 203 | 11KV NADI AG FDR | 274101 | 33/11KV KAVE S/STN
14007191 | LnT | 053 | TCPIP_LnT_9600 | GSM | Feeder | 1368 | 205 | 11 KV UJANI (M) AG FEEDER | 274167 | 33/11K V PADSALI S/STN.
17272287 | DLMS-LnT | 053 | TCPIP_DLMS | GSM | Feeder | 1368 | 205 | 11 KV AKULGAON | 277004 | 132/110/33/11 KV EHV KURDUWADI
18205491 | DLMS-LnT | 053 | TCPIP_DLMS | GSM | Feeder | 1368 | 201 | 11KV ROPALE AG FDR | 274101 | 33/11KV KAVE S/STN
08023360 | DLMS-Genus | 065 | TCPIP_DLMS | GSM | Feeder | 1368 | 203 | 11 KV TANDULWADI AG | 274240 | 33/11 KV TANDULWADI
08024526 | DLMS-Genus | 065 | TCPIP_DLMS | GSM | Feeder | 1368 | 205 | 11 KV GFSS | 274101 | 33/11KV KAVE S/STN
17272288 | LnT | 053 | TCPIP_LnT_9600 | GSM | Feeder | 1368 | 204 | 11 KV TANDULWADI | 277004 | 132/110/33/11 KV EHV KURDUWADI
14096194 | LnT | 053 | TCPIP_LnT_9600 | GSM | Feeder | 1368 | 201 | 11 KV MAHADEVWADI AG | 274224 | 33/11 KV BARLONI S/STN
16058647 | LnT | 053 | TCPIP_LnT_9600 | GSM | Feeder | 1368 | 202 | 11 KV BARLONI AG | 274224 | 33/11 KV BARLONI S/STN
00466806 | DLMS-HPL | 076 | TCPIP_DLMS | GSM | Feeder | 4806 | 205 | Kumbhej | 274109 | 33/11 KV UPALAI SUB STATION
13070650 | LnT | 053 | TCPIP_LnT_9600 | GSM | Feeder | 4806 | 204 | DARFAL WATER SUPPLY | 274162 | DARPHAL(SINA) S/S
04575269 | DLMS-Genus | 065 | TCPIP_DLMS | GSM | Feeder | 4806 | 202 | kevad | 274162 | DARPHAL(SINA) S/S
13062884 | DLMS-LnT | 053 | TCPIP_DLMS | GSM | Feeder | 4806 | 207 | EXPRESS FEEDER SONAI DOC | 274023 | 33/11KV MANEGAON SUB STATION
X0402945 | DLMS-Secure | 055 | TCPIP_DLMS | GSM | Feeder | 4806 | 202 | MANEGAON | 274023 | 33/11KV MANEGAON SUB STATION
07409574 | LnT | 053 | TCPIP_LNT | GSM | Feeder | 4806 | 201 | Uplai(BK) | 274109 | 33/11 KV UPALAI SUB STATION
07409573 | LnT | 053 | TCPIP_LNT | GSM | Feeder | 4806 | 203 | ANGENGAON(KH) | 274109 | 33/11 KV UPALAI SUB STATION
12484624 | LnT | 053 | TCPIP_LnT_9600 | GSM | Feeder | 4806 | 201 | 11 KV NIMGAON NO 2 | 274245 | 33/11 KV NIMGAON
06599676 | LnT | 053 | TCPIP_LNT | GSM | Feeder | 4806 | 204 | GAONTHAN | 274109 | 33/11 KV UPALAI SUB STATION
MSU10655 | Secure | 055 | TCPIP_Secure | GSM | Feeder | 4806 | 203 | 11 KV GAONTHAN | 274243 | 33/11 KV UPLAI(BK)
MSP40669 | Secure | 055 | TCPIP_Secure | GSM | Feeder | 4806 | 202 | 11 KV SULTANPUR | 274245 | 33/11 KV NIMGAON
MSU10650 | Secure | 055 | TCPIP_Secure | GSM | Feeder | 4806 | 201 | 11 KV UPLAI NO 2 | 274243 | 33/11 KV UPLAI(BK)
XB424142 | DLMS-Secure | 055 | TCPIP_DLMS | GSM | Feeder | 4806 | 202 | 11 KV ANJANGAON(U) | 274238 | 33/11 KV JAMGAON
XB414501 | DLMS-Secure | 055 | TCPIP_DLMS | GSM | Feeder | 4806 | 201 | 11 KV SAPATANE | 274244 | 33/11 KV SAPATANE
XB414502 | DLMS-Secure | 055 | TCPIP_DLMS | GSM | Feeder | 4806 | 202 | CHINCHOLI NO 2 | 274244 | 33/11 KV SAPATANE
XB424151 | DLMS-Secure | 055 | TCPIP_DLMS | GSM | Feeder | 4806 | 201 | 11 KV JAMGAON | 274238 | 33/11 KV JAMGAON
18205435 | DLMS-LnT | 053 | TCPIP_DLMS | GSM | Feeder | 4806 | 205 | KAPASEWADI | 274023 | 33/11KV MANEGAON SUB STATION
18205249 | DLMS-LnT | 053 | TCPIP_DLMS | GSM | Feeder | 4806 | 206 | KUMBHEJ | 274023 | 33/11KV MANEGAON SUB STATION
MSP55555 | DLMS-Secure | 055 | TCPIP_DLMS | GSM | Feeder | 4806 | 203 | 11 KV JANAI | 274245 | 33/11 KV NIMGAON
XD453507 | DLMS-Secure | 055 | TCPIP_DLMS | GSM | Feeder | 4806 | 202 | 11 KV WAKAV NO 02 | 274258 | 33/11 KV KUMBHEJ 1
XD453523 | DLMS-Secure | 055 | TCPIP_DLMS | GSM | Feeder | 4806 | 203 | 11 KV KUMBHEJ | 274258 | 33/11 KV KUMBHEJ 1
XE419863 | DLMS-Secure | 055 | TCPIP_DLMS | GSM | Feeder | 4806 | 201 | 11 KV WAKAV NO 01 | 274258 | 33/11 KV KUMBHEJ 1
X0398641 | DLMS-Secure | 055 | TCPIP_DLMS | GSM | Feeder | 4806 | 204 | KHAIRAO | 274023 | 33/11KV MANEGAON SUB STATION
XD511560 | DLMS-Secure | 055 | TCPIP_DLMS | GSM | Feeder | 4806 | 201 | WAKAV | 274023 | 33/11KV MANEGAON SUB STATION
07409572 | LnT | 053 | TCPIP_LNT | GSM | Feeder | 4806 | 202 | Rophale(KH) | 274109 | 33/11 KV UPALAI SUB STATION
18205250 | DLMS-LnT | 053 | NON_AMR_MODEM | GSM | Feeder | 4806 | 203 | 11 KV SHINDEWADI | 274244 | 33/11 KV SAPATANE
10277920 | LnT | 053 | TCPIP_LnT_9600 | GSM | Feeder | 4806 | 203 | Undergoan | 274162 | DARPHAL(SINA) S/S
10278078 | LnT | 053 | TCPIP_LnT_9600 | GSM | Feeder | 4806 | 203 | JADHAVWADI | 274022 | 33/11KV MADHA SUBSTATION
12023447 | LnT | 053 | TCPIP_LnT_9600 | GSM | Feeder | 4806 | 208 | LONDEWADI | 274109 | 33/11 KV UPALAI SUB STATION
MSU10648 | Secure | 055 | TCPIP_Secure | GSM | Feeder | 4806 | 202 | 11 KV ROPALE NO 2 | 274243 | 33/11 KV UPLAI(BK)
12020503 | LnT | 053 | TCPIP_LnT_9600 | GSM | Feeder | 4806 | 207 | VITTALWADI | 274109 | 33/11 KV UPALAI SUB STATION
XB414500 | DLMS-Secure | 055 | TCPIP_DLMS | GSM | Feeder | 4806 | 203 | 11 KV WADACHIWADI(AU) | 274238 | 33/11 KV JAMGAON
00466672 | DLMS-HPL | 076 | TCPIP_DLMS | GSM | Feeder | 4806 | 201 | NIMGAON | 274022 | 33/11KV MADHA SUBSTATION
14007117 | LnT | 053 | TCPIP_LnT_9600 | GSM | Feeder | 4806 | 206 | 11 KV UNDARGAON BANDHARA | 274162 | DARPHAL(SINA) S/S
10036772 | LnT | 053 | TCPIP_LnT_9600 | GSM | Feeder | 4806 | 201 | Darphal | 274162 | DARPHAL(SINA) S/S
10278054 | LnT | 053 | TCPIP_LnT_9600 | GSM | Feeder | 4806 | 204 | CHINCHOLI | 274022 | 33/11KV MADHA SUBSTATION
12019744 | LnT | 053 | TCPIP_LnT_9600 | GSM | Feeder | 4806 | 206 | UPLAI(KH) | 274109 | 33/11 KV UPALAI SUB STATION
10278089 | LnT | 053 | TCPIP_LnT_9600 | GSM | Feeder | 4806 | 202 | MADHA | 274022 | 33/11KV MADHA SUBSTATION
00466532 | DLMS-HPL | 076 | TCPIP_DLMS | GSM | Feeder | 4806 | 203 | ANGENGAON(U) | 274023 | 33/11KV MANEGAON SUB STATION
09592749 | LnT | 053 | TCPIP_LnT_9600 | GSM | Feeder | 4821 | 203 | GAONTHAN | 274027 | WARWADE
06742220 | DLMS-LnT | 053 | TCPIP_DLMS | GSM | Feeder | 4821 | 202 | ALEGAON | 274134 | 33/11 KV ALEGAON S/S
00309180 | DLMS-HPL | 076 | TCPIP_DLMS | GSM | Feeder | 4821 | 206 | ALEGAON 10 KM | 274020 | ADHEGAON
00466531 | DLMS-HPL | 076 | TCPIP_DLMS | GSM | Feeder | 4821 | 202 | JADHAVWADI | 274149 | 33/11 KV ARAN S/S
14007203 | LnT | 053 | TCPIP_LnT_9600 | GSM | Feeder | 4821 | 203 | 11KV UJANI AG(BHEND) | 274209 | 33/11 KV BHEND SUB STATION
15036109 | LnT | 053 | TCPIP_LnT_9600 | GSM | Feeder | 4821 | 203 | GARAKOLE | 274134 | 33/11 KV ALEGAON S/S
X1797287 | Secure | 055 | TCPIP_DLMS | GSM | Feeder | 4821 | 206 | 11KV NIMGAON AG | 274187 | DAHIWALI
X1797315 | Secure | 055 | TCPIP_Secure | GSM | Feeder | 4821 | 207 | 11KV KANDAR RAOD AG | 274187 | DAHIWALI
MSU11097 | Secure | 055 | TCPIP_Secure | GSM | Feeder | 4821 | 205 | DAHIWALI | 274025 | 33/11KV PIMPLNEAR SUBSTATION
06599798 | LnT | 053 | TCPIP_LNT | GSM | Feeder | 4821 | 207 | GOATHAN TEMBHURNI | 274026 | TEMBHURNI
00309099 | DLMS-HPL | 076 | TCPIP_DLMS | GSM | Feeder | 4821 | 208 | AKOLE BHAGIRATH | 274026 | TEMBHURNI
MH907800 | Secure | 055 | TCPIP_Secure | GSM | Feeder | 4821 | 202 | DAHIWALI AG | 274187 | DAHIWALI
MH907508 | Secure | 055 | TCPIP_Secure | GSM | Feeder | 4821 | 201 | UPALWATE BOGADA AG | 274187 | DAHIWALI
14007251 | LnT | 053 | TCPIP_LnT_9600 | GSM | Feeder | 4821 | 204 | TAKALI BANDHARA | 274134 | 33/11 KV ALEGAON S/S
14007252 | LnT | 053 | TCPIP_LnT_9600 | GSM | Feeder | 4821 | 205 | CHANDAJ | 274134 | 33/11 KV ALEGAON S/S
14007280 | LnT | 053 | TCPIP_LnT_9600 | GSM | Feeder | 4821 | 201 | 11 KV BHEND AG | 274209 | 33/11 KV BHEND SUB STATION
12023385 | LnT | 053 | TCPIP_LnT_9600 | GSM | Feeder | 4821 | 201 | KALWEL WASTI | 274186 | PARITE
MSP55583 | DLMS-Secure | 055 | TCPIP_DLMS | GSM | Feeder | 4821 | 201 | MITKALWADI AG | 274232 | MITKALWADI S/S
MSB61849 | Secure | 055 | TCPIP_Secure | GSM | Feeder | 4821 | 202 | CHANDAJ FOREST | 274231 | TAKALI (T) S/S
MSB61851 | Secure | 055 | TCPIP_Secure | GSM | Feeder | 4821 | 201 | HANUMAN MANDIR | 274231 | TAKALI (T) S/S
14007202 | LnT | 053 | TCPIP_LnT_9600 | GSM | Feeder | 4821 | 201 | AKOLE(KH) AG | 274176 | 33/11kV SURLI
10277958 | LnT | 053 | TCPIP_LnT_9600 | GSM | Feeder | 4821 | 210 | SHEVARE PANIPURAWATHA | 274026 | TEMBHURNI
10277959 | LnT | 053 | TCPIP_LnT_9600 | GSM | Feeder | 4821 | 209 | SURLI BHAGIRATH | 274026 | TEMBHURNI
10036731 | LnT | 053 | TCPIP_LnT_9600 | GSM | Feeder | 4821 | 206 | Footjawalgaon | 274026 | TEMBHURNI
10277956 | LnT | 053 | TCPIP_LnT_9600 | GSM | Feeder | 4821 | 204 | UJANI | 274026 | TEMBHURNI
10036605 | LnT | 053 | TCPIP_LnT_9600 | GSM | Feeder | 4821 | 202 | MALEGAO AG | 274026 | TEMBHURNI
14007179 | LnT | 053 | TCPIP_LnT_9600 | GSM | Feeder | 4821 | 204 | SHIRAL GAOTHAN | 274176 | 33/11kV SURLI
12020640 | LnT | 053 | TCPIP_LnT_9600 | GSM | Feeder | 4821 | 202 | KANHERGAON AG | 274193 | MIDC TEMBHURNI
10277712 | LnT | 053 | TCPIP_LnT_9600 | GSM | Feeder | 4821 | 204 | NAGORLI | 274020 | ADHEGAON
10277710 | LnT | 053 | TCPIP_LnT_9600 | GSM | Feeder | 4821 | 205 | BHIMANAGAR | 274020 | ADHEGAON
12019729 | LnT | 053 | TCPIP_LnT_9600 | GSM | Feeder | 4821 | 202 | KADAM WASTI | 274186 | PARITE
10041628 | LnT | 053 | TCPIP_LnT_9600 | GSM | Feeder | 4821 | 201 | WADOLI FEEDER | 274020 | ADHEGAON
12020645 | LnT | 053 | TCPIP_LnT_9600 | GSM | Feeder | 4821 | 203 | VENEGAON AG | 274193 | MIDC TEMBHURNI
06742213 | LnT | 053 | TCPIP_LNT | GSM | Feeder | 4821 | 201 | GAONTHAN | 274134 | 33/11 KV ALEGAON S/S
15107786 | LnT | 053 | TCPIP_LnT_9600 | GSM | Feeder | 4821 | 203 | JADHAVWADI GFSS | 274248 | 33/11KV SOLANKARWADI
11098600 | LnT | 053 | TCPIP_LnT_9600 | GSM | Feeder | 4821 | 209 | OSMANABAD WW | 274020 | ADHEGAON
09205570 | LnT | 053 | TCPIP_LnT_9600 | GSM | Feeder | 4821 | 202 | SHIRAL (T) AG | 274176 | 33/11kV SURLI
18205561 | DLMS-LnT | 053 | TCPIP_DLMS | GSM | Feeder | 4821 | 203 | NIMGAON (T) | 274025 | 33/11KV PIMPLNEAR SUBSTATION
18205560 | DLMS-LnT | 053 | TCPIP_DLMS | GSM | Feeder | 4821 | 202 | PIMPALNER | 274025 | 33/11KV PIMPLNEAR SUBSTATION
09205544 | LnT | 053 | TCPIP_LnT_9600 | GSM | Feeder | 4821 | 205 | PALWAN AG | 274027 | WARWADE
09205547 | LnT | 053 | TCPIP_LnT_9600 | GSM | Feeder | 4821 | 207 | 11 KV SAPATANE AG | 274025 | 33/11KV PIMPLNEAR SUBSTATION
X1376214 | DLMS-Secure | 055 | TCPIP_DLMS | GSM | Feeder | 4821 | 204 | VITHHALGANGA EXPRESS FEEDER | 274187 | DAHIWALI
00467089 | DLMS-HPL | 076 | TCPIP_DLMS | GSM | Feeder | 4821 | 203 | SURLI AG | 274176 | 33/11kV SURLI
09205546 | LnT | 053 | TCPIP_LnT_9600 | GSM | Feeder | 4821 | 206 | TAMBAVE AG | 274025 | 33/11KV PIMPLNEAR SUBSTATION
16002774 | LnT | 053 | TCPIP_LnT_9600 | GSM | Feeder | 4821 | 201 | MODNIMB AG SOLANKARWADI | 274248 | 33/11KV SOLANKARWADI
X2036392 | DLMS-Secure | 055 | TCPIP_DLMS | GSM | Feeder | 4821 | 206 | MIDC B&C BLOCK | 274193 | MIDC TEMBHURNI
MSU10637 | Secure | 055 | TCPIP_Secure | GSM | Feeder | 4821 | 203 | MAHALAXMI TAKALI | 274231 | TAKALI (T) S/S
18205220 | DLMS-LnT | 053 | TCPIP_DLMS | GSM | Feeder | 4821 | 202 | MALEGAON CANAL AG | 274232 | MITKALWADI S/S
00466697 | DLMS-HPL | 076 | TCPIP_DLMS | GSM | Feeder | 4821 | 202 | 11KV HOLE AG | 274209 | 33/11 KV BHEND SUB STATION
00381346 | DLMS-HPL | 076 | TCPIP_DLMS | GSM | Feeder | 4821 | 202 | SOLANKARWADI AG | 274248 | 33/11KV SOLANKARWADI
08025131 | DLMS-Genus | 065 | TCPIP_DLMS | GSM | Feeder | 4821 | 203 | TULSHI | 274149 | 33/11 KV ARAN S/S
XB441427 | DLMS-Secure | 055 | TCPIP_DLMS | GSM | Feeder | 4821 | 201 | PARITE AG | 274027 | WARWADE
09205602 | LnT | 053 | TCPIP_LnT_9600 | GSM | Feeder | 4821 | 207 | RANJANI 6 KM | 274020 | ADHEGAON
09205438 | LnT | 053 | TCPIP_LnT_9600 | GSM | Feeder | 4821 | 206 | 11 KV RUI | 274134 | 33/11 KV ALEGAON S/S
17272209 | DLMS-LnT | 053 | TCPIP_DLMS | GSM | Feeder | 4821 | 202 | Bemble AG | 274021 | BEMBALE
X1797308 | Secure | 055 | TCPIP_DLMS | GSM | Feeder | 4821 | 205 | 11KV BADLEWADI AG | 274187 | DAHIWALI
17272198 | DLMS-LnT | 053 | TCPIP_DLMS | GSM | Feeder | 4821 | 203 | PARITE AG | 274186 | PARITE
MSP55578 | DLMS-Secure | 055 | TCPIP_DLMS | GSM | Feeder | 4821 | 203 | HARINAGAR AG | 274232 | MITKALWADI S/S
17272238 | DLMS-LnT | 053 | TCPIP_DLMS | GSM | Feeder | 4821 | 204 | BHOSALE WASTI | 274021 | BEMBALE
17272210 | DLMS-LnT | 053 | TCPIP_DLMS | GSM | Feeder | 4821 | 205 | Goathan | 274021 | BEMBALE
12627053 | DLMS-LnT | 053 | TCPIP_DLMS | GSM | Feeder | 4821 | 201 | ARAN | 274149 | 33/11 KV ARAN S/S
X1237184 | DLMS-Secure | 055 | TCPIP_DLMS | GSM | Feeder | 4821 | 206 | ChavanWadi AG | 274021 | BEMBALE
X1237125 | DLMS-Secure | 055 | TCPIP_DLMS | GSM | Feeder | 4821 | 202 | TAKALI FEEDER | 274020 | ADHEGAON
X1237123 | DLMS-Secure | 055 | TCPIP_DLMS | GSM | Feeder | 4821 | 201 | AKOLE AG | 274026 | TEMBHURNI
X1104618 | DLMS-Secure | 055 | TCPIP_DLMS | GSM | Feeder | 4821 | 203 | Ghoti AG | 274021 | BEMBALE
X1237188 | DLMS-Secure | 055 | TCPIP_DLMS | GSM | Feeder | 4821 | 201 | Humbe Wasti AG | 274021 | BEMBALE
X1715732 | DLMS-Secure | 055 | TCPIP_DLMS | GSM | Feeder | 4821 | 207 | 11KV KHANDOBA MANDIR | 274021 | BEMBALE
X2141677 | DLMS-Secure | 055 | TCPIP_DLMS | GSM | Feeder | 4821 | 201 | WIRELESS | 274025 | 33/11KV PIMPLNEAR SUBSTATION
X2036390 | DLMS-Secure | 055 | TCPIP_DLMS | GSM | Feeder | 4821 | 205 | MIDC A BLOCK | 274193 | MIDC TEMBHURNI
X2036391 | DLMS-Secure | 055 | TCPIP_DLMS | GSM | Feeder | 4821 | 204 | MIDC D BLOCK | 274193 | MIDC TEMBHURNI
X0886482 | DLMS-Secure | 055 | TCPIP_DLMS | GSM | Feeder | 4821 | 204 | 11 KV TULSHI GAOTHAN FEEDER | 274149 | 33/11 KV ARAN S/S
MH907798 | Secure | 055 | TCPIP_Secure | GSM | Feeder | 4821 | 203 | DAHIWALI BOGADA AG | 274187 | DAHIWALI
10041387 | LnT | 053 | TCPIP_LnT_9600 | GSM | Feeder | 4821 | 205 | SHEWARE AG | 274026 | TEMBHURNI
09205542 | LnT | 053 | TCPIP_LnT_9600 | GSM | Feeder | 4821 | 206 | HOLE AG | 274027 | WARWADE
09205545 | LnT | 053 | TCPIP_LnT_9600 | GSM | Feeder | 4821 | 202 | BHEND AG | 274027 | WARWADE
09592736 | LnT | 053 | TCPIP_LnT_9600 | GSM | Feeder | 4821 | 204 | AKOLE BK | 274027 | WARWADE
X1431438 | DLMS-Secure | 055 | TCPIP_DLMS | GSM | Feeder | 6344 | 208 | 11 KV UDANWADI SOLAR FEEDER | 274066 | 33/11 KV UDANWADI
XB431169 | DLMS-Secure | 055 | TCPIP_DLMS | GSM | Feeder | 6344 | 201 | 11 KV WATAMBARE GAOTHAN FEEDER | 274239 | 33/11KV WATAMBARE
12625942 | DLMS-LnT | 053 | TCPIP_DLMS | GSM | Feeder | 6344 | 243 | 11 KV CHOPADI FEEDER | 274066 | 33/11 KV UDANWADI
18205431 | DLMS-LnT | 053 | TCPIP_DLMS | GSM | Feeder | 6344 | 241 | 11 KV NAZARA FEEDER | 274066 | 33/11 KV UDANWADI
17094264 | DLMS-LnT | 053 | TCPIP_DLMS | GSM | Feeder | 6344 | 241 | 11 KV JAWALA FEEDER | 274060 | 33/11 KV JAWALA
17223990 | DLMS-LnT | 053 | TCPIP_DLMS | GSM | Feeder | 6344 | 247 | 11 KV NAZARA MATH GAOTHAN FEEDER | 274066 | 33/11 KV UDANWADI
18205428 | DLMS-LnT | 053 | TCPIP_DLMS | GSM | Feeder | 6344 | 242 | 11 KV RAJURI FEEDER | 274066 | 33/11 KV UDANWADI
18205440 | DLMS-LnT | 053 | TCPIP_DLMS | GSM | Feeder | 6344 | 246 | 11 KV RAJURI GAONTHAN FEEDER | 274066 | 33/11 KV UDANWADI
17272155 | DLMS-LnT | 053 | NON_AMR_MODEM | GSM | Feeder | 6344 | 241 | 11 KV GHERADI FEEDER | 274061 | 33/11 KV GHERADI
17272145 | DLMS-LnT | 053 | NON_AMR_MODEM | GSM | Feeder | 6344 | 242 | 11 KV PARE FEEDER | 274061 | 33/11 KV GHERADI
17272146 | DLMS-LnT | 053 | NON_AMR_MODEM | GSM | Feeder | 6344 | 244 | 11 KV GHERADI GAOTHAN FEEDER | 274061 | 33/11 KV GHERADI
17272156 | DLMS-LnT | 053 | NON_AMR_MODEM | GSM | Feeder | 6344 | 243 | 11 KV HANGIRGE FEEDER | 274061 | 33/11 KV GHERADI
17272149 | DLMS-LnT | 053 | TCPIP_DLMS | GSM | Feeder | 6344 | 246 | 11KV LONVIRE FEEDER | 274060 | 33/11 KV JAWALA
17272150 | DLMS-LnT | 053 | TCPIP_DLMS | GSM | Feeder | 6344 | 245 | 11 KV KASHIDWADI FEEDER | 274060 | 33/11 KV JAWALA
XB431143 | DLMS-Secure | 055 | TCPIP_DLMS | GSM | Feeder | 6344 | 203 | 11 KV GAUDWADI FEEDER | 274251 | 33/11 KV BUDDHEHAL
XB477499 | DLMS-Secure | 055 | TCPIP_DLMS | GSM | Feeder | 6344 | 201 | 11 KV SONAND FEEDER | 274253 | 33/11 KV SONAND
XB477495 | DLMS-Secure | 055 | TCPIP_DLMS | GSM | Feeder | 6344 | 202 | 11 KV SONAND GAOTHAN FEEDER | 274253 | 33/11 KV SONAND
XB477478 | DLMS-Secure | 055 | TCPIP_DLMS | GSM | Feeder | 6344 | 203 | 11 KV GALVEWADI FEEDER | 274253 | 33/11 KV SONAND
18205425 | DLMS-LnT | 053 | NON_AMR_MODEM | GSM | Feeder | 6344 | 245 | 11 KV KARANDEWADI GAOTHAN FEEDER | 274066 | 33/11 KV UDANWADI
17272159 | DLMS-LnT | 053 | TCPIP_DLMS | GSM | Feeder | 6344 | 242 | 11 KV GAUDWADI FEEDER | 274063 | 33/11 KV KOLA
17272158 | DLMS-LnT | 053 | TCPIP_DLMS | GSM | Feeder | 6344 | 241 | 11 KV KOLA FEEDER | 274063 | 33/11 KV KOLA
17272190 | DLMS-LnT | 053 | TCPIP_DLMS | GSM | Feeder | 6344 | 246 | 11 KV KOMBADWADI FEEDER | 274063 | 33/11 KV KOLA
17272164 | DLMS-LnT | 053 | TCPIP_DLMS | GSM | Feeder | 6344 | 242 | 11 KV JUNONI FEEDER | 274154 | 33/11 KV JUNONI
17272165 | DLMS-LnT | 053 | TCPIP_DLMS | GSM | Feeder | 6344 | 243 | 11 KV H.MANGEWADI FEEDER | 274154 | 33/11 KV JUNONI
17272162 | DLMS-LnT | 053 | TCPIP_DLMS | GSM | Feeder | 6344 | 247 | 11 KV BUDDIHAL FEEDER | 274063 | 33/11 KV KOLA
17272153 | DLMS-LnT | 053 | TCPIP_DLMS | GSM | Feeder | 6344 | 201 | 11 KV DIKSAL GAOTHAN FEEDER | 274190 | 33/11 KV DIKSAL
17272161 | DLMS-LnT | 053 | TCPIP_DLMS | GSM | Feeder | 6344 | 244 | 11 KV PACHEGAON FEEDER | 274063 | 33/11 KV KOLA
17272192 | DLMS-LnT | 053 | TCPIP_DLMS | GSM | Feeder | 6344 | 242 | 11 KV BALWADI FEEDER | 274166 | 33/11 KV CHOPADI
17272154 | DLMS-LnT | 053 | TCPIP_DLMS | GSM | Feeder | 6344 | 202 | 11 KV PARE FEEDER | 274190 | 33/11 KV DIKSAL
17272152 | DLMS-LnT | 053 | TCPIP_DLMS | GSM | Feeder | 6344 | 243 | 11 KV TARANGEWADI FEEDER | 274060 | 33/11 KV JAWALA
17272148 | DLMS-LnT | 053 | TCPIP_DLMS | GSM | Feeder | 6344 | 242 | 11 KV SONAND FEEDER | 274060 | 33/11 KV JAWALA
XB431176 | DLMS-Secure | 055 | TCPIP_DLMS | GSM | Feeder | 6344 | 202 | 11 KV SOMEWADI FEEDER | 274251 | 33/11 KV BUDDHEHAL
XB477494 | DLMS-Secure | 055 | TCPIP_DLMS | GSM | Feeder | 6344 | 201 | 11 KV BUDDHEHAL GAOTHAN FEEDER | 274251 | 33/11 KV BUDDHEHAL
X0401374 | DLMS-Secure | 055 | TCPIP_DLMS | GSM | Feeder | 6344 | 245 | 11 KV KOLA GAOTHAN FEEDER | 274063 | 33/11 KV KOLA
18205429 | DLMS-LnT | 053 | TCPIP_DLMS | GSM | Feeder | 6344 | 246 | 11 KV DATTA MANDIR FEEDER | 274170 | 33/11 KV AKOLA
17272151 | DLMS-LnT | 053 | TCPIP_DLMS | GSM | Feeder | 6344 | 247 | 11 KV BHOPSEWADI FEEDER | 274060 | 33/11 KV JAWALA
17272160 | DLMS-LnT | 053 | TCPIP_DLMS | GSM | Feeder | 6344 | 243 | 11 KV JUNONI FEEDER | 274063 | 33/11 KV KOLA
17272163 | DLMS-LnT | 053 | TCPIP_DLMS | GSM | Feeder | 6344 | 241 | 11 KV JUJARPUR FEEDER | 274154 | 33/11 KV JUNONI
17272147 | DLMS-LnT | 053 | TCPIP_DLMS | GSM | Feeder | 6344 | 203 | 11 KV NARALE FEEDER | 274190 | 33/11 KV DIKSAL
17272166 | DLMS-LnT | 053 | TCPIP_DLMS | GSM | Feeder | 6344 | 244 | 11 KV JUNONI GAOTHAN FEEDER | 274154 | 33/11 KV JUNONI
18205424 | DLMS-LnT | 053 | TCPIP_DLMS | GSM | Feeder | 6344 | 243 | 11 KV BANDGARWADI FEEDER | 274166 | 33/11 KV CHOPADI
XB431174 | DLMS-Secure | 055 | TCPIP_DLMS | GSM | Feeder | 6344 | 203 | 11 KV ANAKDHAL FEEDER | 274239 | 33/11KV WATAMBARE
XB431172 | DLMS-Secure | 055 | TCPIP_DLMS | GSM | Feeder | 6344 | 202 | 11 KV WATAMBARE FEEDER | 274239 | 33/11KV WATAMBARE
18205452 | DLMS-LnT | 053 | TCPIP_DLMS | GSM | Feeder | 6344 | 244 | 11 KV KARANDEWADI AG FEEDER | 274066 | 33/11 KV UDANWADI
16197282 | DLMS-LnT | 053 | TCPIP_DLMS | GSM | Feeder | 6351 | 204 | Bathan Gaothan | 274029 | 33/11 KV BATHAN S/S
X0403343 | DLMS-Secure | 055 | TCPIP_LNT | GSM | Feeder | 6351 | 203 | 11 Kv Mahamdabad Feeder | 274032 | 33/11 KV HUNNUR S/S
X1284406 | DLMS-Secure | 055 | TCPIP_DLMS | GSM | Feeder | 6351 | 207 | 11KV GR INFRA EXPRESS FEEDER | 274028 | 33/11 KV ANDHALGAON S/S
X2004681 | Secure | 055 | TCPIP_Secure | GSM | Feeder | 6351 | 208 | NIMBONI ADD SOLAR | 274034 | 33/11 KV NIMBONI S/S
00308223 | DLMS-HPL | 076 | TCPIP_DLMS | GSM | Feeder | 6351 | 205 | Gaothan Nimboni | 274034 | 33/11 KV NIMBONI S/S
00311147 | DLMS-HPL | 076 | TCPIP_DLMS | GSM | Feeder | 6351 | 202 | 11KV NANDESHWAR FEEDER | 274034 | 33/11 KV NIMBONI S/S
18205494 | DLMS-LnT | 053 | TCPIP_DLMS | GSM | Feeder | 6351 | 202 | 11 KV DONGARGAON AG FEEDER | 274185 | 33/11 KV KHOMNAL S/S
18205496 | DLMS-LnT | 053 | TCPIP_DLMS | GSM | Feeder | 6351 | 201 | 11 KV KHOMNAL AG | 274185 | 33/11 KV KHOMNAL S/S
00466538 | DLMS-HPL | 076 | TCPIP_DLMS | GSM | Feeder | 6351 | 203 | 11 KV BORALE FEEDER | 274033 | 33/11 KV MANGALWEDHA S/S
00567046 | DLMS-HPL | 076 | TCPIP_DLMS | GSM | Feeder | 6351 | 201 | 11 KV DHARAMGAON AG FEEDER | 274226 | 33/11 KV DHAVLAS(SHARAD NAGAR) S/S
00466905 | DLMS-HPL | 076 | TCPIP_DLMS | GSM | Feeder | 6351 | 203 | 11 KV SHARAD NAGAR AG FEEDER | 274226 | 33/11 KV DHAVLAS(SHARAD NAGAR) S/S
00467085 | DLMS-HPL | 076 | TCPIP_DLMS | GSM | Feeder | 6351 | 202 | 11 KV GFSS DHAVLAS FEEDER | 274226 | 33/11 KV DHAVLAS(SHARAD NAGAR) S/S
08023318 | DLMS-Genus | 065 | NON_AMR_MODEM | GSM | Feeder | 6351 | 206 | 11 KV MAHAMADABAD(S) FEEDER | 274028 | 33/11 KV ANDHALGAON S/S
00466582 | DLMS-HPL | 076 | NON_AMR_MODEM | GSM | Feeder | 6351 | 201 | 11KV JALIHAL FEEDER | 274034 | 33/11 KV NIMBONI S/S
X1963684 | DLMS-Secure | 055 | TCPIP_DLMS | GSM | Feeder | 6351 | 202 | SIDDHAPUR GAOTHAN | 274269 | 33/11 KV SIDDHAPUR
X1963686 | DLMS-Secure | 055 | TCPIP_DLMS | GSM | Feeder | 6351 | 203 | 11KV MATURLING AG | 274269 | 33/11 KV SIDDHAPUR
X2000761 | DLMS-Secure | 055 | TCPIP_DLMS | GSM | Feeder | 6351 | 201 | 11KV SOMESHWAR AG | 274269 | 33/11 KV SIDDHAPUR
14017462 | LnT | 053 | TCPIP_LnT_9600 | GSM | Feeder | 6351 | 202 | 11 KV ARALI FEEDER | 274030 | 33/11 KV BORALE S/S
X0051125 | DLMS-Secure | 055 | TCPIP_DLMS | GSM | Feeder | 6351 | 203 | M.I.D.C. EXPRESS FEEDER | 274227 | 33/11 KV M.I.D.C. MANGALWEDHA S/S
14017577 | LnT | 053 | TCPIP_LnT_9600 | GSM | Feeder | 6351 | 203 | 11 KV DONAJ FEEDER | 274030 | 33/11 KV BORALE S/S
14017505 | LnT | 053 | TCPIP_LnT_9600 | GSM | Feeder | 6351 | 205 | MACHNUR BORE | 274140 | 33/11 KV BRAMHAPURI S/S
12627047 | DLMS-LnT | 053 | TCPIP_DLMS | GSM | Feeder | 6351 | 201 | 11 KV TAMDARDI FEEDER | 274030 | 33/11 KV BORALE S/S
14763510 | DLMS-LnT | 053 | TCPIP_DLMS | GSM | Feeder | 6351 | 208 | 11 Kv Nandur Feeder | 274030 | 33/11 KV BORALE S/S
13550772 | DLMS-LnT | 053 | TCPIP_DLMS | GSM | Feeder | 6351 | 209 | 11 Kv Mahasiddha Feeder | 274030 | 33/11 KV BORALE S/S
17272185 | DLMS-LnT | 053 | NON_AMR_MODEM | GSM | Feeder | 6351 | 203 | 11 KV LAXMI DAHIWADI FEEDER | 274028 | 33/11 KV ANDHALGAON S/S
17272184 | DLMS-LnT | 053 | NON_AMR_MODEM | GSM | Feeder | 6351 | 204 | Gaothan Andhalgaon | 274028 | 33/11 KV ANDHALGAON S/S
07409593 | LnT | 053 | TCPIP_LNT | GSM | Feeder | 6351 | 202 | 11 KV SODDI FEEDER | 274031 | 33/11 KV HULJANTI S/S
07409594 | LnT | 053 | TCPIP_LNT | GSM | Feeder | 6351 | 201 | 11KV HULJANTI | 274031 | 33/11 KV HULJANTI S/S
09205550 | LnT | 053 | TCPIP_LnT_9600 | GSM | Feeder | 6351 | 201 | DAMAJINAGAR GFSS | 274227 | 33/11 KV M.I.D.C. MANGALWEDHA S/S
00567052 | DLMS-HPL | 076 | TCPIP_DLMS | GSM | Feeder | 6351 | 201 | 11 KV MACHNUR RIVER | 274140 | 33/11 KV BRAMHAPURI S/S
00466533 | DLMS-HPL | 076 | TCPIP_DLMS | GSM | Feeder | 6351 | 203 | 11kv GFSS Bramhapuri | 274140 | 33/11 KV BRAMHAPURI S/S
00380599 | DLMS-HPL | 076 | TCPIP_DLMS | GSM | Feeder | 6351 | 204 | Gaothan Huljanti | 274031 | 33/11 KV HULJANTI S/S
18205565 | DLMS-LnT | 053 | TCPIP_DLMS | GSM | Feeder | 6351 | 202 | 11 Kv Bramhpuri Feeder River | 274140 | 33/11 KV BRAMHAPURI S/S
17086317 | DLMS-LnT | 053 | TCPIP_DLMS | GSM | Feeder | 6351 | 204 | 11 KV MALLEWADI FEEDER | 274033 | 33/11 KV MANGALWEDHA S/S
12628007 | DLMS-LnT | 053 | TCPIP_DLMS | GSM | Feeder | 6351 | 205 | 11KV UCHETHAN FEEDER | 274033 | 33/11 KV MANGALWEDHA S/S
X1304692 | DLMS-Secure | 055 | TCPIP_DLMS | GSM | Feeder | 6351 | 204 | HATSUN DAIRY EXPRESS FEEDER | 274189 | 33/11 KV NANDESHWAR S/S
08024527 | DLMS-Genus | 065 | TCPIP_DLMS | GSM | Feeder | 6351 | 202 | 11 KV CHOKHAMELA NAGAR | 274033 | 33/11 KV MANGALWEDHA S/S
18205499 | DLMS-LnT | 053 | NON_AMR_MODEM | GSM | Feeder | 6351 | 204 | Gaothan Hunnur | 274032 | 33/11 KV HUNNUR S/S
14763509 | DLMS-LnT | 053 | NON_AMR_MODEM | GSM | Feeder | 6351 | 202 | 11 kv Bhose Feeder | 274032 | 33/11 KV HUNNUR S/S
18205495 | DLMS-LnT | 053 | NON_AMR_MODEM | GSM | Feeder | 6351 | 203 | 11 KV KHOMNAL GAOTHAN | 274185 | 33/11 KV KHOMNAL S/S
00466696 | DLMS-HPL | 076 | NON_AMR_MODEM | GSM | Feeder | 6351 | 205 | MANEWADI | 274032 | 33/11 KV HUNNUR S/S
00307948 | DLMS-HPL | 076 | NON_AMR_MODEM | GSM | Feeder | 6351 | 206 | 11 KV Chikkalgi | 274034 | 33/11 KV NIMBONI S/S
00466661 | DLMS-HPL | 076 | NON_AMR_MODEM | GSM | Feeder | 6351 | 203 | 11KV JITTI FEEDER | 274034 | 33/11 KV NIMBONI S/S
00307949 | DLMS-HPL | 076 | NON_AMR_MODEM | GSM | Feeder | 6351 | 206 | Lonar | 274032 | 33/11 KV HUNNUR S/S
18205507 | DLMS-LnT | 053 | NON_AMR_MODEM | GSM | Feeder | 6351 | 201 | 11 Kv Shirshi Feeder | 274147 | 33/11 KV KHUPSUNGI S/S
XB477491 | DLMS-Secure | 055 | TCPIP_DLMS | GSM | Feeder | 6351 | 202 | MANGALWEDHA A.G. FEEDER (M.I.D.C. A.G.) | 274227 | 33/11 KV M.I.D.C. MANGALWEDHA S/S
17272187 | DLMS-LnT | 053 | TCPIP_DLMS | GSM | Feeder | 6351 | 202 | MAROLI | 274111 | 33/11 KV SALGAR BK S/S
18205497 | DLMS-LnT | 053 | TCPIP_DLMS | GSM | Feeder | 6351 | 204 | SALGAR GAOTHAN | 274111 | 33/11 KV SALGAR BK S/S
18205503 | DLMS-LnT | 053 | TCPIP_DLMS | GSM | Feeder | 6351 | 203 | 11 Kv Gaothan Feeder | 274147 | 33/11 KV KHUPSUNGI S/S
X1104608 | DLMS-Secure | 055 | TCPIP_DLMS | GSM | Feeder | 6351 | 201 | 11 KV SINHGAD AG | 274264 | 33/11 KV TALSANGI SUB STATION
X1104614 | DLMS-Secure | 055 | TCPIP_DLMS | GSM | Feeder | 6351 | 202 | 11 KV TALSANGI AG | 274264 | 33/11 KV TALSANGI SUB STATION
X1104612 | DLMS-Secure | 055 | TCPIP_DLMS | GSM | Feeder | 6351 | 203 | 11 KV TALSANGI GFSS | 274264 | 33/11 KV TALSANGI SUB STATION
17272188 | DLMS-LnT | 053 | TCPIP_DLMS | GSM | Feeder | 6351 | 203 | LAWANGI | 274111 | 33/11 KV SALGAR BK S/S
17272186 | DLMS-LnT | 053 | TCPIP_DLMS | GSM | Feeder | 6351 | 201 | SALGAR BK | 274111 | 33/11 KV SALGAR BK S/S
18205498 | DLMS-LnT | 053 | TCPIP_DLMS | GSM | Feeder | 6351 | 205 | 11 kv jangalgi ag | 274111 | 33/11 KV SALGAR BK S/S
18205226 | DLMS-LnT | 053 | TCPIP_DLMS | GSM | Feeder | 6351 | 206 | GUNJEGAON FEEDER | 274121 | 33/11 KV MARAPUR S/S
X0402947 | DLMS-Secure | 055 | TCPIP_DLMS | GSM | Feeder | 6351 | 203 | 11 KV MARAWADE FEEDER | 274031 | 33/11 KV HULJANTI S/S
17272263 | DLMS-LnT | 053 | TCPIP_DLMS | GSM | Feeder | 6351 | 202 | 11KV ANDHALGAON FEEDER | 274028 | 33/11 KV ANDHALGAON S/S
09205472 | LnT | 053 | TCPIP_LnT_9600 | GSM | Feeder | 6351 | 201 | 11KV UCHETHAN FEEDER | 274029 | 33/11 KV BATHAN S/S
09205551 | LnT | 053 | TCPIP_LnT_9600 | GSM | Feeder | 6351 | 201 | 11 KV MANGALWEDHA FEEDER | 274033 | 33/11 KV MANGALWEDHA S/S
MAB06019 | Secure | 055 | TCPIP_Secure | GSM | Feeder | 6319 | 201 | 11 KV ANAWALI | 276001 | 110/11 KV PANDHARPUR
X1439677 | DLMS-Secure | 055 | TCPIP_DLMS | GSM | Feeder | 6319 | 205 | 11 KV SARGAM | 274116 | 33/11 KV PADHARPUR (U)
MAB06020 | Secure | 055 | TCPIP_Secure | GSM | Feeder | 6319 | 208 | 11 KV WAKHARI GAOTHAN | 276001 | 110/11 KV PANDHARPUR
17270890 | DLMS-LnT | 053 | TCPIP_DLMS | GSM | Feeder | 6319 | 209 | VITTHAL ENGG. EXPRESS FEEDER | 276001 | 110/11 KV PANDHARPUR
X0994252 | DLMS-Secure | 055 | TCPIP_DLMS | GSM | Feeder | 6319 | 206 | 11 KV SOLAR FEEDER | 274144 | 33/11 KV LINK ROAD
00309564 | DLMS-HPL | 076 | NON_AMR_MODEM | GSM | Feeder | 6319 | 203 | CABLE EXPRESS | 274116 | 33/11 KV PADHARPUR (U)
00309566 | DLMS-HPL | 076 | NON_AMR_MODEM | GSM | Feeder | 6319 | 204 | 11 KV AG | 274116 | 33/11 KV PADHARPUR (U)
09205814 | LnT | 053 | TCPIP_LnT_9600 | GSM | Feeder | 6319 | 207 | 11 KV WATER WORKS PANDHARPUR | 276001 | 110/11 KV PANDHARPUR
12629197 | DLMS-LnT | 053 | TCPIP_DLMS | GSM | Feeder | 6319 | 203 | 11 KV VITHAL MANDIR | 276001 | 110/11 KV PANDHARPUR
XE419232 | DLMS-Secure | 055 | TCPIP_DLMS | GSM | Feeder | 6319 | 206 | 11 KV AMBIKA | 274116 | 33/11 KV PADHARPUR (U)
XB496241 | DLMS-Secure | 055 | TCPIP_DLMS | GSM | Feeder | 6319 | 204 | 11 KV SAMATA NAGAR | 274144 | 33/11 KV LINK ROAD
XB496239 | DLMS-Secure | 055 | TCPIP_DLMS | GSM | Feeder | 6319 | 205 | 11 KV PANT NAGAR | 274144 | 33/11 KV LINK ROAD
X0398997 | DLMS-Secure | 055 | TCPIP_DLMS | GSM | Feeder | 6319 | 205 | 11 KV KASEGSON | 276001 | 110/11 KV PANDHARPUR
Y0330674 | DLMS-Secure | 055 | TCPIP_DLMS | GSM | Feeder | 6319 | 202 | 11 KV CHANDRABHAG | 276001 | 110/11 KV PANDHARPUR
XC413521 | DLMS-Secure | 055 | TCPIP_DLMS | GSM | Feeder | 6319 | 207 | NEW ISBAWI | 274144 | 33/11 KV LINK ROAD
18205500 | DLMS-LnT | 053 | TCPIP_DLMS | GSM | Feeder | 6319 | 201 | 11 KV MANISHA NAGAR | 274144 | 33/11 KV LINK ROAD
18205501 | DLMS-LnT | 053 | TCPIP_DLMS | GSM | Feeder | 6319 | 202 | 11KV PANI PURWATHA EXP. | 274144 | 33/11 KV LINK ROAD
18205502 | DLMS-LnT | 053 | TCPIP_DLMS | GSM | Feeder | 6319 | 203 | 11 KV ISBAWI | 274144 | 33/11 KV LINK ROAD
X1439676 | DLMS-Secure | 055 | TCPIP_DLMS | GSM | Feeder | 6319 | 201 | DARSHAN MANDAP | 274116 | 33/11 KV PADHARPUR (U)
X1439681 | DLMS-Secure | 055 | TCPIP_DLMS | GSM | Feeder | 6319 | 202 | 11KV GANESHNAGAR PANDHARPUR | 274116 | 33/11 KV PADHARPUR (U)
MFM04687 | Secure | 055 | TCPIP_Secure | GSM | Feeder | 6319 | 206 | 11KV GADEGAON | 276001 | 110/11 KV PANDHARPUR
12628003 | DLMS-LnT | 053 | TCPIP_DLMS | GSM | Feeder | 6327 | 202 | 11 KV PIRACHI KUROLI | 274161 | 33/11 KV PIRACHI KUROLI
17272179 | DLMS-LnT | 053 | TCPIP_DLMS | GSM | Feeder | 6327 | 203 | 11 KV BHANDISHEGAON | 274049 | 33/11 KV BHANDHSHEGAON
X0457456 | DLMS-Secure | 055 | TCPIP_DLMS | GSM | Feeder | 6327 | 201 | KHEDBHALAWANI RIVER | 274255 | 33/11 KV KHED-BHALAWANI
00466693 | DLMS-HPL | 076 | TCPIP_DLMS | GSM | Feeder | 6327 | 203 | 11Kv palashi | 274165 | 33/11KV PALASHI
00311146 | DLMS-HPL | 076 | TCPIP_DLMS | GSM | Feeder | 6327 | 204 | GADEGAON | 274056 | 33/11 KV SONAKE
X0457458 | DLMS-Secure | 055 | TCPIP_DLMS | GSM | Feeder | 6327 | 206 | SHELAVE RIVER | 274255 | 33/11 KV KHED-BHALAWANI
09205561 | LnT | 053 | TCPIP_LnT_9600 | GSM | Feeder | 6327 | 203 | 11 KV KORTI | 274056 | 33/11 KV SONAKE
09205448 | LnT | 053 | TCPIP_LnT_9600 | GSM | Feeder | 6327 | 206 | 11KV KASEGAON (BEND WASTI) | 274053 | 33/11 KV KHARDI
09205461 | LnT | 053 | TCPIP_LnT_9600 | GSM | Feeder | 6327 | 204 | 11 KV WADIKUROLI | 274049 | 33/11 KV BHANDHSHEGAON
09205466 | LnT | 053 | TCPIP_LnT_9600 | GSM | Feeder | 6327 | 204 | Shirgaon | 274114 | 33/11 KV ANAWALI
09205562 | LnT | 053 | TCPIP_LnT_9600 | GSM | Feeder | 6327 | 201 | Tisangi | 274056 | 33/11 KV SONAKE
14017413 | LnT | 053 | TCPIP_LnT_9600 | GSM | Feeder | 6327 | 205 | DATTAMANDIR | 274165 | 33/11KV PALASHI
09205524 | LnT | 053 | TCPIP_LnT_9600 | GSM | Feeder | 6327 | 205 | 11KV UMBARGAON | 274053 | 33/11 KV KHARDI
09205449 | LnT | 053 | TCPIP_LnT_9600 | GSM | Feeder | 6327 | 207 | Gaothan No.2 Sonke-Tisangi | 274056 | 33/11 KV SONAKE
10286218 | LnT | 053 | TCPIP_LnT_9600 | GSM | Feeder | 6327 | 206 | JAMBHUL BET | 274225 | 33/11 KV GADEGAON
XC455081 | DLMS-Secure | 055 | TCPIP_DLMS | GSM | Feeder | 6327 | 203 | KHEDBHALAWANI GAV | 274255 | 33/11 KV KHED-BHALAWANI
XC482871 | DLMS-Secure | 055 | TCPIP_DLMS | GSM | Feeder | 6327 | 202 | TALYACHA MALA | 274255 | 33/11 KV KHED-BHALAWANI
X0494622 | DLMS-Secure | 055 | TCPIP_DLMS | GSM | Feeder | 6327 | 204 | SHELAVE MAL | 274255 | 33/11 KV KHED-BHALAWANI
14017521 | LnT | 053 | TCPIP_LnT_9600 | GSM | Feeder | 6327 | 207 | TUKAI GAVTHAN | 274138 | 33/11 KV KASEGAON
00567040 | DLMS-HPL | 076 | TCPIP_DLMS | GSM | Feeder | 6327 | 205 | Nagin | 274138 | 33/11 KV KASEGAON
17272258 | DLMS-LnT | 053 | TCPIP_DLMS | GSM | Feeder | 6327 | 206 | 11 KV GARDI | 274048 | 33/11 KV BHALWANI SUBSTATION
16068011 | DLMS-LnT | 053 | TCPIP_DLMS | GSM | Feeder | 6327 | 204 | 11 KV KHARDI GAOTHAN | 274053 | 33/11 KV KHARDI
X1237181 | DLMS-Secure | 055 | TCPIP_DLMS | GSM | Feeder | 6327 | 202 | 11 KV BOHALI | 274053 | 33/11 KV KHARDI
18205218 | DLMS-LnT | 053 | TCPIP_DLMS | GSM | Feeder | 6327 | 208 | SIDDHEWADI GAVTHAN | 274114 | 33/11 KV ANAWALI
XF470613 | DLMS-Secure | 055 | TCPIP_DLMS | GSM | Feeder | 6327 | 208 | SOLAR FEEDER | 274049 | 33/11 KV BHANDHSHEGAON
00311149 | DLMS-HPL | 076 | TCPIP_DLMS | GSM | Feeder | 6327 | 206 | 11 KV DARLING | 274050 | 33/11 KV CHALE
00466803 | DLMS-HPL | 076 | TCPIP_DLMS | GSM | Feeder | 6327 | 203 | KOUTHALI | 274131 | 33/11KV WAKHARI
00307943 | DLMS-HPL | 076 | TCPIP_DLMS | GSM | Feeder | 6327 | 205 | WAKHARI GAOTHAN | 274131 | 33/11KV WAKHARI
14017583 | LnT | 053 | TCPIP_LnT_9600 | GSM | Feeder | 6327 | 206 | PIRACHI KUROLI RIVER | 274161 | 33/11 KV PIRACHI KUROLI
00308919 | DLMS-HPL | 076 | TCPIP_DLMS | GSM | Feeder | 6327 | 201 | WAKHARI | 274131 | 33/11KV WAKHARI
00311141 | DLMS-HPL | 076 | TCPIP_DLMS | GSM | Feeder | 6327 | 206 | 11KV NAVALE COLLEGE EXPRESS | 274056 | 33/11 KV SONAKE
00308105 | DLMS-HPL | 076 | TCPIP_DLMS | GSM | Feeder | 6327 | 201 | 11KV Bhalwani | 274048 | 33/11 KV BHALWANI SUBSTATION
09205505 | LnT | 053 | TCPIP_LnT_9600 | GSM | Feeder | 6327 | 205 | NEW DHONDEWADI | 274161 | 33/11 KV PIRACHI KUROLI
18205489 | DLMS-LnT | 053 | TCPIP_DLMS | GSM | Feeder | 6327 | 202 | KHED BHALWANI | 274131 | 33/11KV WAKHARI
18205233 | DLMS-LnT | 053 | TCPIP_DLMS | GSM | Feeder | 6327 | 205 | KHEDBHALAWANI MAL | 274255 | 33/11 KV KHED-BHALAWANI
X2000745 | DLMS-Secure | 055 | TCPIP_DLMS | GSM | Feeder | 6327 | 205 | Gaothan No.1 Takali-Gadegaon | 274056 | 33/11 KV SONAKE
11098065 | LnT | 053 | TCPIP_LnT_9600 | GSM | Feeder | 6327 | 205 | VITHURAYA | 274114 | 33/11 KV ANAWALI
10286106 | LnT | 053 | TCPIP_LnT_9600 | GSM | Feeder | 6327 | 201 | UJANI | 274165 | 33/11KV PALASHI
10277388 | LnT | 053 | TCPIP_LnT_9600 | GSM | Feeder | 6327 | 202 | RAMESHWAR | 274165 | 33/11KV PALASHI
09205463 | LnT | 053 | TCPIP_LnT_9600 | GSM | Feeder | 6327 | 202 | 11 KV SATWAI | 274138 | 33/11 KV KASEGAON
14017572 | LnT | 053 | TCPIP_LnT_9600 | GSM | Feeder | 6327 | 204 | 11 KV AMBIKA NAGAR | 274142 | 33/11 KV SARKOLI
14017573 | LnT | 053 | TCPIP_LnT_9600 | GSM | Feeder | 6327 | 204 | Palashi Gavthan | 274165 | 33/11KV PALASHI
14017575 | LnT | 053 | TCPIP_LnT_9600 | GSM | Feeder | 6327 | 205 | SHIVAJI NAGAR | 274142 | 33/11 KV SARKOLI
11098033 | LnT | 053 | TCPIP_LnT_9600 | GSM | Feeder | 6327 | 206 | SIDDHANATH | 274114 | 33/11 KV ANAWALI
11095445 | LnT | 053 | TCPIP_LnT_9600 | GSM | Feeder | 6327 | 207 | MAN | 274114 | 33/11 KV ANAWALI
09205554 | LnT | 053 | TCPIP_LnT_9600 | GSM | Feeder | 6327 | 201 | 11 KV ANAWALI | 274114 | 33/11 KV ANAWALI
14017540 | LnT | 053 | TCPIP_LnT_9600 | GSM | Feeder | 6327 | 206 | SARKOLI GAVTHAN | 274142 | 33/11 KV SARKOLI
MSE79072 | DLMS-Secure | 055 | TCPIP_DLMS | GSM | Feeder | 6327 | 207 | 11 KV SATPUTEWADI | 274048 | 33/11 KV BHALWANI SUBSTATION
06742307 | LnT | 053 | TCPIP_LNT | GSM | Feeder | 6327 | 204 | 11 KV BHALWANIN GAOTHAN | 274048 | 33/11 KV BHALWANI SUBSTATION
06745181 | LnT | 053 | TCPIP_LNT | GSM | Feeder | 6327 | 204 | SHIRDHONE | 274131 | 33/11KV WAKHARI
18205288 | DLMS-LnT | 053 | TCPIP_DLMS | GSM | Feeder | 6327 | 204 | DONAI MALA | 274225 | 33/11 KV GADEGAON
18205456 | DLMS-LnT | 053 | TCPIP_DLMS | GSM | Feeder | 6327 | 202 | GADEGAON-WAKHARI | 274225 | 33/11 KV GADEGAON
17272175 | DLMS-LnT | 053 | TCPIP_DLMS | GSM | Feeder | 6327 | 205 | 11 KV BHANDISHEGAON GAOTHAN | 274049 | 33/11 KV BHANDHSHEGAON
XC413314 | DLMS-Secure | 055 | TCPIP_DLMS | GSM | Feeder | 6327 | 203 | MITABAI | 274246 | 33/11 KV AMBE
XC413549 | DLMS-Secure | 055 | TCPIP_DLMS | GSM | Feeder | 6327 | 203 | 11 KV TANALI GAOTHAN | 274254 | 33/11 KV TANALI
XC428091 | DLMS-Secure | 055 | TCPIP_DLMS | GSM | Feeder | 6327 | 201 | 11 KV MORE WASTI | 274257 | 33/11 KV GARDI
XC447231 | DLMS-Secure | 055 | TCPIP_DLMS | GSM | Feeder | 6327 | 202 | 11 KV LONARWADI | 274257 | 33/11 KV GARDI
XC447228 | DLMS-Secure | 055 | TCPIP_DLMS | GSM | Feeder | 6327 | 203 | 11 KV GARDI GAVTHAN | 274257 | 33/11 KV GARDI
18109302 | DLMS-LnT | 053 | TCPIP_DLMS | GSM | Feeder | 6327 | 202 | 11KV Jainwadi | 274048 | 33/11 KV BHALWANI SUBSTATION
X2117541 | DLMS-Secure | 055 | TCPIP_DLMS | GSM | Feeder | 6327 | 204 | 11 KV GAOTHAN | 274161 | 33/11 KV PIRACHI KUROLI
X2192113 | DLMS-Secure | 055 | TCPIP_DLMS | GSM | Feeder | 6327 | 202 | 11 KV OZEWADI | 274142 | 33/11 KV SARKOLI
18205459 | DLMS-LnT | 053 | TCPIP_DLMS | GSM | Feeder | 6327 | 202 | 11 KV UPARI | 274049 | 33/11 KV BHANDHSHEGAON
18205568 | DLMS-LnT | 053 | TCPIP_DLMS | GSM | Feeder | 6327 | 203 | 11 KV KHATAKALI | 274142 | 33/11 KV SARKOLI
18205436 | DLMS-LnT | 053 | TCPIP_DLMS | GSM | Feeder | 6327 | 201 | 11 KV SHELAVE | 274049 | 33/11 KV BHANDHSHEGAON
XC413320 | DLMS-Secure | 055 | TCPIP_DLMS | GSM | Feeder | 6327 | 201 | 11 KV WAGHATE | 274246 | 33/11 KV AMBE
17272252 | DLMS-LnT | 053 | TCPIP_DLMS | GSM | Feeder | 6327 | 201 | 11 KV KALERAN | 274050 | 33/11 KV CHALE
XC413312 | DLMS-Secure | 055 | TCPIP_DLMS | GSM | Feeder | 6327 | 202 | DURWASHRUSHI | 274246 | 33/11 KV AMBE
17272251 | DLMS-LnT | 053 | TCPIP_DLMS | GSM | Feeder | 6327 | 202 | 11 KV AMBE | 274050 | 33/11 KV CHALE
17272197 | DLMS-LnT | 053 | TCPIP_DLMS | GSM | Feeder | 6327 | 205 | 11 Kv Chale | 274050 | 33/11 KV CHALE
X1237170 | DLMS-Secure | 055 | TCPIP_DLMS | GSM | Feeder | 6327 | 204 | 11 KV CHALE GAOTHAN | 274050 | 33/11 KV CHALE
17087894 | DLMS-LnT | 053 | TCPIP_DLMS | GSM | Feeder | 6327 | 203 | 11 KV KESKARWADI AG | 274048 | 33/11 KV BHALWANI SUBSTATION
18205446 | DLMS-LnT | 053 | TCPIP_DLMS | GSM | Feeder | 6327 | 202 | 11 KV SONAKE | 274056 | 33/11 KV SONAKE
18205457 | DLMS-LnT | 053 | TCPIP_DLMS | GSM | Feeder | 6327 | 201 | 11 KV LAXAMAN DAS | 274225 | 33/11 KV GADEGAON
18205470 | DLMS-LnT | 053 | TCPIP_DLMS | GSM | Feeder | 6327 | 203 | 11 KV CHANDRABHAGA | 274161 | 33/11 KV PIRACHI KUROLI
18205469 | DLMS-LnT | 053 | TCPIP_DLMS | GSM | Feeder | 6327 | 203 | 11 KV DESHMUKH NAGAR | 274138 | 33/11 KV KASEGAON
18205287 | DLMS-LnT | 053 | TCPIP_DLMS | GSM | Feeder | 6327 | 207 | TEJUS AGRO EXPRESS | 274049 | 33/11 KV BHANDHSHEGAON
18205284 | DLMS-LnT | 053 | TCPIP_DLMS | GSM | Feeder | 6327 | 205 | 11 KV CHOUGHULEWADI | 274048 | 33/11 KV BHALWANI SUBSTATION
18205438 | DLMS-LnT | 053 | TCPIP_DLMS | GSM | Feeder | 6327 | 201 | 11 KV SIDDHESHWAR | 274138 | 33/11 KV KASEGAON
17272255 | DLMS-LnT | 053 | TCPIP_DLMS | GSM | Feeder | 6327 | 202 | 11 KV TAWASHI | 274114 | 33/11 KV ANAWALI
14017516 | LnT | 053 | TCPIP_LnT_9600 | GSM | Feeder | 6327 | 205 | SIDHNATH GADEGAON | 274225 | 33/11 KV GADEGAON
09205480 | LnT | 053 | TCPIP_LnT_9600 | GSM | Feeder | 6327 | 201 | 11 KV KHARDI | 274053 | 33/11 KV KHARDI
09205555 | LnT | 053 | TCPIP_LnT_9600 | GSM | Feeder | 6327 | 203 | 11 KV ANAVALI GAOTHAN | 274114 | 33/11 KV ANAWALI
14017511 | LnT | 053 | TCPIP_LnT_9600 | GSM | Feeder | 6327 | 206 | Dongare Shala | 274138 | 33/11 KV KASEGAON
09205553 | LnT | 053 | TCPIP_LnT_9600 | GSM | Feeder | 6327 | 204 | 11 KV GAOTHAN | 274138 | 33/11 KV KASEGAON
09205534 | LnT | 053 | TCPIP_LnT_9600 | GSM | Feeder | 6327 | 201 | 11 KV DHONDEWADI | 274161 | 33/11 KV PIRACHI KUROLI
09205533 | LnT | 053 | TCPIP_LnT_9600 | GSM | Feeder | 6327 | 206 | 11 Kv Supali | 274049 | 33/11 KV BHANDHSHEGAON
09205525 | LnT | 053 | TCPIP_LnT_9600 | GSM | Feeder | 6327 | 203 | 11 Kv Ranzani | 274050 | 33/11 KV CHALE
09205536 | LnT | 053 | TCPIP_LnT_9600 | GSM | Feeder | 6327 | 203 | 11 KV T SHETPHAL | 274053 | 33/11 KV KHARDI
14017566 | LnT | 053 | TCPIP_LnT_9600 | GSM | Feeder | 6327 | 206 | LADE | 274165 | 33/11KV PALASHI
09205526 | LnT | 053 | TCPIP_LnT_9600 | GSM | Feeder | 6327 | 201 | 11 KV SARKOLI | 274142 | 33/11 KV SARKOLI
X2192112 | DLMS-Secure | 055 | TCPIP_DLMS | GSM | Feeder | 6327 | 206 | 11 KV Mauli Gavthan | 274131 | 33/11KV WAKHARI
XC413529 | DLMS-Secure | 055 | TCPIP_DLMS | GSM | Feeder | 6327 | 202 | 11 KV YALLAMA DEVI | 274254 | 33/11 KV TANALI
XC413528 | DLMS-Secure | 055 | TCPIP_DLMS | GSM | Feeder | 6327 | 201 | 11 KV TANALI | 274254 | 33/11 KV TANALI
X0051123 | DLMS-Secure | 055 | TCPIP_DLMS | GSM | Feeder | 6327 | 203 | GADEGAON GAVTHAN | 274225 | 33/11 KV GADEGAON
18205445 | DLMS-LnT | 053 | TCPIP_DLMS | GSM | Feeder | 4715 | 203 | 11 KV RANMALA | 274052 | 33/11 KV KARKAMB
17272260 | DLMS-LnT | 053 | TCPIP_DLMS | GSM | Feeder | 4715 | 201 | 11 KV TUNGAT | 274057 | 33/11 KV TUNGAT
00567048 | DLMS-HPL | 076 | TCPIP_DLMS | GSM | Feeder | 4715 | 204 | 11 kv PULUJ | 274148 | 33/11 Kv Puluj
00380609 | DLMS-HPL | 076 | TCPIP_DLMS | GSM | Feeder | 4715 | 204 | 11 KV UMBRE GAOTHAN | 274058 | 33/11 KV UMBRE
18205242 | DLMS-LnT | 053 | TCPIP_DLMS | GSM | Feeder | 4715 | 201 | 11 KV UMBARE | 274052 | 33/11 KV KARKAMB
18205217 | DLMS-LnT | 053 | TCPIP_DLMS | GSM | Feeder | 4715 | 206 | 11 KV Karkamb Gaothan | 274052 | 33/11 KV KARKAMB
X0400513 | DLMS-Secure | 055 | TCPIP_DLMS | GSM | Feeder | 4715 | 206 | 11 KV PAT.KUROLI GAOTHAN | 274055 | 33/11 KV PAT KUROLI
X0400503 | DLMS-Secure | 055 | TCPIP_DLMS | GSM | Feeder | 4715 | 201 | 11 KV TARAPUR | 274104 | 33/11 KV TARAPUR
X0400505 | DLMS-Secure | 055 | TCPIP_DLMS | GSM | Feeder | 4715 | 209 | 11 KV GULAME FEEDER | 274052 | 33/11 KV KARKAMB
18205239 | DLMS-LnT | 053 | TCPIP_DLMS | GSM | Feeder | 4715 | 206 | 11 KV KARKHANA | 274051 | 33/11 KV GURSALE
18205240 | DLMS-LnT | 053 | TCPIP_DLMS | GSM | Feeder | 4715 | 203 | 11 KV UMBRE | 274058 | 33/11 KV UMBRE
X0400510 | DLMS-Secure | 055 | TCPIP_DLMS | GSM | Feeder | 4715 | 207 | 11 KV JACKWELL | 274051 | 33/11 KV GURSALE
07409817 | LnT | 053 | TCPIP_LNT | GSM | Feeder | 4715 | 203 | 11 KV CHILAIWADI | 274051 | 33/11 KV GURSALE
14017507 | LnT | 053 | TCPIP_LnT_9600 | GSM | Feeder | 4715 | 204 | CHOUFULA | 274174 | 33/11 KV Shevate Sub Station
MSE79011 | Secure | 055 | TCPIP_Secure | GSM | Feeder | 4715 | 204 | 11 KV SHEVATE | 274055 | 33/11 KV PAT KUROLI
MSE78943 | Secure | 055 | TCPIP_Secure | GSM | Feeder | 4715 | 203 | 11 KV BHOSE GAOTHAN | 274120 | 33/11 KV BHOSE
MSE79073 | Secure | 055 | TCPIP_Secure | GSM | Feeder | 4715 | 209 | 11 KV SUTAR MALA | 274058 | 33/11 KV UMBRE
09205506 | LnT | 053 | TCPIP_LnT_9600 | GSM | Feeder | 4715 | 202 | 11 KV KHARATWADI | 274054 | 33/11 KV MENDHAPUR
09205503 | LnT | 053 | TCPIP_LnT_9600 | GSM | Feeder | 4715 | 207 | New Nandure | 274055 | 33/11 KV PAT KUROLI
07328549 | LnT | 053 | TCPIP_LNT | GSM | Feeder | 4715 | 205 | 11 KV Nematwadi Feeder | 274120 | 33/11 KV BHOSE
07326800 | LnT | 053 | TCPIP_LNT | GSM | Feeder | 4715 | 201 | 11 KV PEHE | 274120 | 33/11 KV BHOSE
09205577 | LnT | 053 | TCPIP_LnT_9600 | GSM | Feeder | 4715 | 208 | 11 KV DESHMUKH PATTA | 274052 | 33/11 KV KARKAMB
09205460 | LnT | 053 | TCPIP_LnT_9600 | GSM | Feeder | 4715 | 205 | 11 KV BARDI | 274052 | 33/11 KV KARKAMB
X0400506 | DLMS-Secure | 055 | NON_AMR_MODEM | GSM | Feeder | 4715 | 204 | 11 KV JADHAVWADI | 274052 | 33/11 KV KARKAMB
09205589 | LnT | 053 | TCPIP_LnT_9600 | GSM | Feeder | 4715 | 203 | 11 KV PANDHAREWADI | 274054 | 33/11 KV MENDHAPUR
17223993 | DLMS-LnT | 053 | TCPIP_DLMS | GSM | Feeder | 4715 | 201 | 11 KV DEGAON | 274119 | 33/11 KV DEGAON
18205230 | DLMS-LnT | 053 | TCPIP_DLMS | GSM | Feeder | 4715 | 202 | 11 KV ADHIV | 274119 | 33/11 KV DEGAON
XD453501 | DLMS-Secure | 055 | TCPIP_DLMS | GSM | Feeder | 4715 | 201 | JADHAVWADI NO 1 | 274256 | 33/11 KV JADHAVWADI
XD453503 | DLMS-Secure | 055 | TCPIP_DLMS | GSM | Feeder | 4715 | 203 | KHARATWADI | 274256 | 33/11 KV JADHAVWADI
XD453581 | DLMS-Secure | 055 | TCPIP_DLMS | GSM | Feeder | 4715 | 202 | JADHAVWADI NO 2 | 274256 | 33/11 KV JADHAVWADI
18205453 | DLMS-LnT | 053 | TCPIP_DLMS | GSM | Feeder | 4715 | 202 | 11 KV SUSTE | 274057 | 33/11 KV TUNGAT
17272223 | DLMS-LnT | 053 | TCPIP_DLMS | GSM | Feeder | 4715 | 201 | 11 KV MENDHAPUR | 274054 | 33/11 KV MENDHAPUR
18205472 | DLMS-LnT | 053 | TCPIP_DLMS | GSM | Feeder | 4715 | 202 | 11 Kv Fulchincholi | 274148 | 33/11 Kv Puluj
X0400512 | DLMS-Secure | 055 | TCPIP_DLMS | GSM | Feeder | 4715 | 209 | 11 Kv khed Bhose | 274055 | 33/11 KV PAT KUROLI
18205243 | DLMS-LnT | 053 | TCPIP_DLMS | GSM | Feeder | 4715 | 204 | 11 KV S.Dumala | 274119 | 33/11 KV DEGAON
18205471 | DLMS-LnT | 053 | TCPIP_DLMS | GSM | Feeder | 4715 | 207 | 11 KV Diwan Mala | 274052 | 33/11 KV KARKAMB
X0400502 | DLMS-Secure | 055 | TCPIP_DLMS | GSM | Feeder | 4715 | 202 | 11 KV KHARSOLI | 274104 | 33/11 KV TARAPUR
X0400507 | DLMS-Secure | 055 | TCPIP_DLMS | GSM | Feeder | 4715 | 201 | 11 Kv NALI | 274139 | 33/ 11 Kv Shankargaon
X0400511 | DLMS-Secure | 055 | TCPIP_DLMS | GSM | Feeder | 4715 | 205 | 65 ACRE GAONTHAN | 274119 | 33/11 KV DEGAON
17272230 | DLMS-LnT | 053 | TCPIP_DLMS | GSM | Feeder | 4715 | 204 | 11 KV Jadhavwadi Feeder | 274054 | 33/11 KV MENDHAPUR
07409819 | LnT | 053 | TCPIP_LNT | GSM | Feeder | 4715 | 201 | 11 KV GURUSALE | 274051 | 33/11 KV GURSALE
18205433 | DLMS-LnT | 053 | TCPIP_DLMS | GSM | Feeder | 4715 | 201 | 11 Kv Kalamal | 274148 | 33/11 Kv Puluj
07409682 | LnT | 053 | TCPIP_LNT | GSM | Feeder | 4715 | 202 | 11 KV HOLE | 274051 | 33/11 KV GURSALE
07409820 | LnT | 053 | TCPIP_LNT | GSM | Feeder | 4715 | 204 | 11 KV GURSALE GAOTHAN | 274051 | 33/11 KV GURSALE
17272189 | DLMS-LnT | 053 | TCPIP_DLMS | GSM | Feeder | 4715 | 203 | 11 KV MAGARWADI | 274104 | 33/11 KV TARAPUR
08023357 | DLMS-Genus | 065 | TCPIP_DLMS | GSM | Feeder | 4715 | 203 | 11 KV AJANSOND | 274119 | 33/11 KV DEGAON
08023365 | DLMS-Genus | 065 | TCPIP_DLMS | GSM | Feeder | 4715 | 203 | 11 KV PAT KURUL | 274055 | 33/11 KV PAT KUROLI
08024512 | DLMS-Genus | 065 | TCPIP_DLMS | GSM | Feeder | 4715 | 205 | 11 KV ROPALE FEEDER | 274054 | 33/11 KV MENDHAPUR
X0400514 | DLMS-Secure | 055 | TCPIP_DLMS | GSM | Feeder | 4715 | 202 | 11 KV WATER SUPPLY FEEDER | 274055 | 33/11 KV PAT KUROLI
X0400516 | DLMS-Secure | 055 | TCPIP_DLMS | GSM | Feeder | 4715 | 205 | 11 KV OLD NANDURE FEEDER | 274055 | 33/11 KV PAT KUROLI
17223988 | DLMS-LnT | 053 | TCPIP_DLMS | GSM | Feeder | 4715 | 203 | 11 Kv Puluj Gaothan | 274148 | 33/11 Kv Puluj
17272173 | DLMS-LnT | 053 | TCPIP_DLMS | GSM | Feeder | 6343 | 245 | 11 KV MAHUD GAOTHAN FEEDER | 274064 | 33/11 KV MAHUD
17272167 | DLMS-LnT | 053 | TCPIP_DLMS | GSM | Feeder | 6343 | 244 | 11 KV AJNALE FEEDER | 274118 | 33/11 KV Y.MANGEWADI
18205419 | DLMS-LnT | 053 | TCPIP_DLMS | GSM | Feeder | 6343 | 244 | 11 KV MEDSHINGI FEEDER | 274169 | 33/11 KV WADEGAON
18205420 | DLMS-LnT | 053 | TCPIP_DLMS | GSM | Feeder | 6343 | 212 | 11 KV SANGOLA U PANDHARPUR ROAD FEEDER | 274216 | 33/11 KV SANGOLA URBAN PANDHARPUR ROAD
18205236 | DLMS-LnT | 053 | TCPIP_DLMS | GSM | Feeder | 6343 | 241 | 11 KV WATAMBARE FEEDER | 274118 | 33/11 KV Y.MANGEWADI
18205234 | DLMS-LnT | 053 | TCPIP_DLMS | GSM | Feeder | 6343 | 245 | 11 KV LIGADEWADI FEEDER | 274118 | 33/11 KV Y.MANGEWADI
18205235 | DLMS-LnT | 053 | TCPIP_DLMS | GSM | Feeder | 6343 | 244 | 11 KV ALEGAON GAOTHAN FEEDER | 274110 | 33/11 KV ALEGAON
X0401388 | DLMS-Secure | 055 | TCPIP_DLMS | GSM | Feeder | 6343 | 243 | 11 KV DHALEWADI FEEDER | 274137 | 33/11 KV GAIGAVHAN
18205237 | DLMS-LnT | 053 | TCPIP_DLMS | GSM | Feeder | 6343 | 246 | 11 KV KAMLAPUR FEEDER | 274118 | 33/11 KV Y.MANGEWADI
18205238 | DLMS-LnT | 053 | TCPIP_DLMS | GSM | Feeder | 6343 | 242 | 11 KV Y.MANGEWADI FEEDER | 274118 | 33/11 KV Y.MANGEWADI
14017546 | LnT | 053 | TCPIP_LnT_9600 | GSM | Feeder | 6343 | 206 | 11KV BABARWADI FEEDER | 274110 | 33/11 KV ALEGAON
18205219 | DLMS-LnT | 053 | TCPIP_DLMS | GSM | Feeder | 6343 | 244 | 11 KV GAIGAVHAN GAOTHAN FEEDER | 274137 | 33/11 KV GAIGAVHAN
12627046 | DLMS-LnT | 053 | TCPIP_DLMS | GSM | Feeder | 6343 | 243 | 11 KV GALVEWADI FEEDER | 274178 | 33/11 KV SHIVANE
14017587 | LnT | 053 | TCPIP_LnT_9600 | GSM | Feeder | 6343 | 245 | 11 KV ACHAKDANI GAOTHAN FEEDER | 274059 | 33/11 KV ACHAKDANI
11098512 | LnT | 053 | TCPIP_LnT_9600 | GSM | Feeder | 6343 | 202 | 11 KV ITAKI FEEDER | 274172 | 33/11 KV KATAFAL
14017544 | LnT | 053 | TCPIP_LnT_9600 | GSM | Feeder | 6343 | 245 | 11 KV WANICHANCHALE FEEDER | 274110 | 33/11 KV ALEGAON
17272143 | DLMS-LnT | 053 | TCPIP_DLMS | GSM | Feeder | 6343 | 242 | 11 KV RAJAPUR FEEDER | 274169 | 33/11 KV WADEGAON
18205443 | DLMS-LnT | 053 | TCPIP_DLMS | GSM | Feeder | 6343 | 242 | 11 KV ALEGAON AG FEEDER | 274110 | 33/11 KV ALEGAON
18205439 | DLMS-LnT | 053 | TCPIP_DLMS | GSM | Feeder | 6343 | 244 | 11 KV KHAWASPUR FEEDER | 274059 | 33/11 KV ACHAKDANI
X0051147 | DLMS-Secure | 055 | TCPIP_DLMS | GSM | Feeder | 6343 | 201 | 11 KV CHIKMAHUD FEEDER | 274252 | 33/11 KV CHIKMAHUD
07328385 | LnT | 053 | TCPIP_LNT | GSM | Feeder | 6343 | 243 | 11 KV BURALEWADI FEEDER | 274110 | 33/11 KV ALEGAON
17272195 | DLMS-LnT | 053 | TCPIP_DLMS | GSM | Feeder | 6343 | 241 | 11 KV GAIGAVHAN FEEDER | 274137 | 33/11 KV GAIGAVHAN
05267613 | Elster | 057 | TCPIP_Elster_RS232 | GSM | Feeder | 6343 | 201 | 11 KV SANGOLA U MAHUD RD FEEDER | 274260 | 33/11 KV SANGOLA U MAHUD ROAD
09205481 | LnT | 053 | TCPIP_LnT_9600 | GSM | Feeder | 6343 | 203 | 11 KV WADEGAON FEEDER | 274260 | 33/11 KV SANGOLA U MAHUD ROAD
09205455 | LnT | 053 | TCPIP_LnT_9600 | GSM | Feeder | 6343 | 204 | 11 KV CHINCHOLI FEEDER | 274260 | 33/11 KV SANGOLA U MAHUD ROAD
09205464 | LnT | 053 | TCPIP_LnT_9600 | GSM | Feeder | 6343 | 202 | 11 KV GHERADI FEEDER | 274260 | 33/11 KV SANGOLA U MAHUD ROAD
XG437297 | DLMS-Secure | 055 | TCPIP_DLMS | GSM | Feeder | 6343 | 205 | 11KV SOLAR FEEDER | 274169 | 33/11 KV WADEGAON
13546805 | DLMS-LnT | 053 | TCPIP_DLMS | GSM | Feeder | 6343 | 205 | 11 KV GAOTHAN FEEDER | 274260 | 33/11 KV SANGOLA U MAHUD ROAD
14017561 | LnT | 053 | TCPIP_LnT_9600 | GSM | Feeder | 6343 | 208 | 11KV NEW DEVALE | 274069 | 33/11 KV MANJARI
X2191779 | DLMS-Secure | 055 | TCPIP_DLMS | GSM | Feeder | 6343 | 206 | 11 KV KRISHNA INFRA EXPRESS FEEDER | 274059 | 33/11 KV ACHAKDANI
10277156 | LnT | 053 | TCPIP_LnT_9600 | GSM | Feeder | 6343 | 241 | 11 KV SHIVANE FEEDER | 274178 | 33/11 KV SHIVANE
10277943 | LnT | 053 | TCPIP_LnT_9600 | GSM | Feeder | 6343 | 203 | 11 KV KATAFAL GAOTHAN FEEDER | 274172 | 33/11 KV KATAFAL
14017557 | LnT | 053 | TCPIP_LnT_9600 | GSM | Feeder | 6343 | 246 | 11 KV SAVE GAOTHAN FEEDER | 274069 | 33/11 KV MANJARI
14017547 | LnT | 053 | TCPIP_LnT_9600 | GSM | Feeder | 6343 | 247 | 11 KV SAVE AG FEEDER | 274069 | 33/11 KV MANJARI
18205467 | DLMS-LnT | 053 | TCPIP_DLMS | GSM | Feeder | 6343 | 244 | 11 KV SHIRBHAVI GAOTHAN FEEDER | 274065 | 33/11KV SHIRBHAVI
17272193 | DLMS-LnT | 053 | TCPIP_DLMS | GSM | Feeder | 6343 | 242 | 11KV DHAYATI FEEDER | 274065 | 33/11KV SHIRBHAVI
18205441 | DLMS-LnT | 053 | TCPIP_DLMS | GSM | Feeder | 6343 | 243 | 11 KV ITAKI FEEDER | 274064 | 33/11 KV MAHUD
18205442 | DLMS-LnT | 053 | TCPIP_DLMS | GSM | Feeder | 6343 | 241 | 11 KV KOLEGAON FEEDER | 274064 | 33/11 KV MAHUD
X1439678 | DLMS-Secure | 055 | TCPIP_DLMS | GSM | Feeder | 6343 | 241 | 11 KV IAKSHMINAGAR FEEDER | 274059 | 33/11 KV ACHAKDANI
X1431436 | DLMS-Secure | 055 | TCPIP_DLMS | GSM | Feeder | 6343 | 204 | 11KV SHIVANE GAOTHAN | 274178 | 33/11 KV SHIVANE
18205421 | DLMS-LnT | 053 | TCPIP_DLMS | GSM | Feeder | 6343 | 208 | 11 KV SUPER FEEDER | 274260 | 33/11 KV SANGOLA U MAHUD ROAD
18205422 | DLMS-LnT | 053 | TCPIP_DLMS | GSM | Feeder | 6343 | 206 | 11 KV MAHUD FEEDER | 274260 | 33/11 KV SANGOLA U MAHUD ROAD
18205423 | DLMS-LnT | 053 | TCPIP_DLMS | GSM | Feeder | 6343 | 207 | 11 KV CHANDOLWADI FEEDER | 274260 | 33/11 KV SANGOLA U MAHUD ROAD
18205569 | LnT | 053 | TCPIP_DLMS | GSM | Feeder | 6343 | 244 | 11 KV MAHIM FEEDER | 274064 | 33/11 KV MAHUD
X0402942 | DLMS-Secure | 055 | TCPIP_DLMS | GSM | Feeder | 6343 | 241 | 11 KV MANJARI FEEDER | 274069 | 33/11 KV MANJARI
14763505 | DLMS-LnT | 053 | TCPIP_DLMS | GSM | Feeder | 6343 | 244 | 11 KV GAOTHAN FEEDER | 274069 | 33/11 KV MANJARI
18205286 | DLMS-LnT | 053 | TCPIP_DLMS | GSM | Feeder | 6343 | 243 | 11 KV SANGEWADI FEEDER | 274069 | 33/11 KV MANJARI
18205222 | DLMS-LnT | 053 | TCPIP_DLMS | GSM | Feeder | 6343 | 245 | 11 KV DEVALE FEEDER | 274069 | 33/11 KV MANJARI
X0403354 | DLMS-Secure | 055 | TCPIP_DLMS | GSM | Feeder | 6343 | 201 | 11 KV KATAFAL FEEDER | 274172 | 33/11 KV KATAFAL
X0853756 | DLMS-Secure | 055 | TCPIP_DLMS | GSM | Feeder | 6343 | 242 | 11 KV MAHUD FEEDER | 274064 | 33/11 KV MAHUD
X0403342 | DLMS-Secure | 055 | TCPIP_DLMS | GSM | Feeder | 6343 | 245 | 11 KV DEVKATEWADI FEEDER | 274065 | 33/11KV SHIRBHAVI
X0853755 | DLMS-Secure | 055 | TCPIP_DLMS | GSM | Feeder | 6343 | 243 | 11 KV HALDAHIWADI FEEDER | 274065 | 33/11KV SHIRBHAVI
X0853758 | DLMS-Secure | 055 | TCPIP_DLMS | GSM | Feeder | 6343 | 246 | 11KV WATER SUPPLY FEEDER | 274065 | 33/11KV SHIRBHAVI
17272169 | DLMS-LnT | 053 | TCPIP_DLMS | GSM | Feeder | 6343 | 243 | 11 KV ACHAKDANI FEEDER | 274059 | 33/11 KV ACHAKDANI
17272194 | DLMS-LnT | 053 | TCPIP_DLMS | GSM | Feeder | 6343 | 241 | 11 KV SHIRBHAVI FEEDER | 274065 | 33/11KV SHIRBHAVI
17272157 | DLMS-LnT | 053 | TCPIP_DLMS | GSM | Feeder | 6343 | 241 | 11 KV WAKI GHERADI FEEDER | 274110 | 33/11 KV ALEGAON
17272168 | DLMS-LnT | 053 | TCPIP_DLMS | GSM | Feeder | 6343 | 243 | 11 KV BALAWADI FEEDER | 274118 | 33/11 KV Y.MANGEWADI
XB431167 | DLMS-Secure | 055 | TCPIP_DLMS | GSM | Feeder | 6343 | 203 | 11 KV BANDGARWADI FEEDER | 274252 | 33/11 KV CHIKMAHUD
XB477475 | DLMS-Secure | 055 | TCPIP_DLMS | GSM | Feeder | 6343 | 202 | 11 KV CHINCHOLI FFEDER | 274250 | 33/11 KV DHYATI
XB477497 | DLMS-Secure | 055 | TCPIP_DLMS | GSM | Feeder | 6343 | 203 | 11 KV DHYATI GAOTHAN FEEDER | 274250 | 33/11 KV DHYATI
X0051121 | DLMS-Secure | 055 | TCPIP_DLMS | GSM | Feeder | 6343 | 202 | 11 KV CHIKMAHUD GAOTHAN FEEDER | 274252 | 33/11 KV CHIKMAHUD
XB477484 | DLMS-Secure | 055 | TCPIP_DLMS | GSM | Feeder | 6343 | 201 | 11 KV DHYATI FEEDER | 274250 | 33/11 KV DHYATI
16068047 | DLMS-LnT | 053 | TCPIP_DLMS | GSM | Feeder | 6343 | 204 | 11 KV KHAVASPUR FEEDER | 274172 | 33/11 KV KATAFAL
X0036475 | DLMS-Secure | 055 | TCPIP_DLMS | GSM | Feeder | 6343 | 242 | 11 KV BAMNI FEEDER | 274069 | 33/11 KV MANJARI
18205451 | DLMS-LnT | 053 | TCPIP_DLMS | GSM | Feeder | 6343 | 211 | 11 KV BILEWADI FEEDER | 274216 | 33/11 KV SANGOLA URBAN PANDHARPUR ROAD
18205225 | DLMS-LnT | 053 | TCPIP_DLMS | GSM | Feeder | 6343 | 203 | 11 KV COLLEGE FEEDER | 274216 | 33/11 KV SANGOLA URBAN PANDHARPUR ROAD
X1963687 | DLMS-Secure | 055 | TCPIP_DLMS | GSM | Feeder | 6343 | 201 | 11 KV PAWARMALA FEEDER | 274270 | 33/11 KV MAHIM SUBSTATION
X1963685 | DLMS-Secure | 055 | TCPIP_DLMS | GSM | Feeder | 6343 | 202 | 11 KV KARANDEWADI FEEDER | 274270 | 33/11 KV MAHIM SUBSTATION
X1963682 | DLMS-Secure | 055 | TCPIP_DLMS | GSM | Feeder | 6343 | 203 | 11 KV MAHIM GAOTHAN | 274270 | 33/11 KV MAHIM SUBSTATION
17272196 | DLMS-LnT | 053 | TCPIP_DLMS | GSM | Feeder | 6343 | 242 | 11 KV WAKI SHIVANE FEEDER | 274178 | 33/11 KV SHIVANE
17272142 | DLMS-LnT | 053 | TCPIP_DLMS | GSM | Feeder | 6343 | 243 | 11 KV DIGHEMALA FEEDER | 274169 | 33/11 KV WADEGAON
17272191 | DLMS-LnT | 053 | TCPIP_DLMS | GSM | Feeder | 6343 | 242 | 11 KV KHILARWADI FEEDER | 274137 | 33/11 KV GAIGAVHAN
17272172 | DLMS-LnT | 053 | TCPIP_DLMS | GSM | Feeder | 6343 | 242 | 11 KV THOMBAREWADI FEEEDER | 274059 | 33/11 KV ACHAKDANI
17272144 | DLMS-LnT | 053 | TCPIP_DLMS | GSM | Feeder | 6343 | 241 | 11 KV WADEGAON GAOTHAN FEEDER | 274169 | 33/11 KV WADEGAON
X1825325 | DLMS-Secure | 055 | TCPIP_DLMS | GSM | Feeder | 1341 | 401 | M/S SSS SOLAR BAY | 274206 | 33/11 KV KINI SUBSTATION
X2006432 | DLMS-Secure | 055 | TCPIP_DLMS | GSM | Feeder | 1341 | 206 | 11KV BORGAON AG | 274071 | 33/11 KV SHIRWAL S/S
X1963667 | DLMS-Secure | 055 | TCPIP_DLMS | GSM | Feeder | 1341 | 203 | 11KV BHURIKAVATHE GAOTHAN | 274268 | 33/11KV BHURIKAVATHE SUBSTATION
X2000762 | DLMS-Secure | 055 | TCPIP_DLMS | GSM | Feeder | 1341 | 202 | 11KV KHAIRAT AG | 274268 | 33/11KV BHURIKAVATHE SUBSTATION
X1963674 | DLMS-Secure | 055 | TCPIP_DLMS | GSM | Feeder | 1341 | 201 | 11 KV KIRNALLI AG | 274268 | 33/11KV BHURIKAVATHE SUBSTATION
X2006444 | DLMS-Secure | 055 | TCPIP_DLMS | GSM | Feeder | 1341 | 203 | 11 KV HANNUR GAOTHAN | 274067 | 33/ 11 KV HANNUR S/S
X2006445 | DLMS-Secure | 055 | TCPIP_DLMS | GSM | Feeder | 1341 | 202 | 11 KV KINI AG | 274206 | 33/11 KV KINI SUBSTATION
X2006446 | DLMS-Secure | 055 | TCPIP_DLMS | GSM | Feeder | 1341 | 201 | 11 KV CHUNGI AG | 274067 | 33/ 11 KV HANNUR S/S
X2006451 | DLMS-Secure | 055 | TCPIP_DLMS | GSM | Feeder | 1341 | 203 | 11 KV KAZIKANBUS AG | 274206 | 33/11 KV KINI SUBSTATION
X2006455 | DLMS-Secure | 055 | TCPIP_DLMS | GSM | Feeder | 1341 | 205 | 11KV WAGDARI GOATHAN | 274071 | 33/11 KV SHIRWAL S/S
X2006453 | DLMS-Secure | 055 | TCPIP_DLMS | GSM | Feeder | 1341 | 201 | ANDEWADI AG | 274151 | 33/11KV KUDAL SUB/STN
X2006452 | DLMS-Secure | 055 | TCPIP_DLMS | GSM | Feeder | 1341 | 202 | 11kv KURNUR GAOTHAN | 274156 | 33/11KV MOTYAL SUB/STN
17272268 | DLMS-LnT | 053 | TCPIP_DLMS | GSM | Feeder | 1341 | 209 | 11KV SALAGAR GAOTHAN | 274079 | 33/11 KV MAINDARGI S/STN
17272281 | DLMS-LnT | 053 | TCPIP_DLMS | GSM | Feeder | 1341 | 203 | 11 KV Badole Ag | 274156 | 33/11KV MOTYAL SUB/STN
17272280 | DLMS-LnT | 053 | TCPIP_DLMS | GSM | Feeder | 1341 | 201 | 11KV KURNUR (MIX AG) | 274156 | 33/11KV MOTYAL SUB/STN
17272270 | DLMS-LnT | 053 | TCPIP_DLMS | GSM | Feeder | 1341 | 202 | 11 KV MAINDARGI PURE AG | 274079 | 33/11 KV MAINDARGI S/STN
17272277 | DLMS-LnT | 053 | TCPIP_DLMS | GSM | Feeder | 1341 | 201 | 11 KV MOTYAL AG | 274071 | 33/11 KV SHIRWAL S/S
X2004662 | DLMS-Secure | 055 | TCPIP_DLMS | GSM | Feeder | 1341 | 204 | 11KV KUDAL GAOTHAN | 274151 | 33/11KV KUDAL SUB/STN
X2025355 | DLMS-Secure | 055 | TCPIP_DLMS | GSM | Feeder | 1341 | 205 | 11KV SANGMESHWAR AG | 274151 | 33/11KV KUDAL SUB/STN
X2004660 | DLMS-Secure | 055 | TCPIP_DLMS | GSM | Feeder | 1341 | 206 | 11KV KUMBHAR VASTI AG | 274151 | 33/11KV KUDAL SUB/STN
X0402935 | DLMS-Secure | 055 | TCPIP_DLMS | GSM | Feeder | 1341 | 201 | 11 KV HILLI AG | 274086 | 33/11 KV KARAJGI
X0402934 | DLMS-Secure | 055 | TCPIP_DLMS | GSM | Feeder | 1341 | 205 | 11 KV KALKARJAL MIX FEEDER | 274103 | 33/11 KV KORSEGAON S/S
X0402936 | DLMS-Secure | 055 | TCPIP_DLMS | GSM | Feeder | 1341 | 202 | 11 KV HANDRAL AG | 274086 | 33/11 KV KARAJGI
X0402938 | DLMS-Secure | 055 | TCPIP_DLMS | GSM | Feeder | 1341 | 204 | 11 KV SHIRWAL GAOTHAN | 274071 | 33/11 KV SHIRWAL S/S
X2006450 | DLMS-Secure | 055 | TCPIP_DLMS | GSM | Feeder | 1341 | 203 | 11 KV SALAGAR AG | 274079 | 33/11 KV MAINDARGI S/STN
X2006436 | DLMS-Secure | 055 | TCPIP_DLMS | GSM | Feeder | 1341 | 204 | 11 KV BOROTI AG | 274079 | 33/11 KV MAINDARGI S/STN
XC413538 | DLMS-Secure | 055 | TCPIP_DLMS | GSM | Feeder | 1341 | 205 | 11 KV UMARGA AG | 274079 | 33/11 KV MAINDARGI S/STN
18205277 | DLMS-LnT | 053 | TCPIP_DLMS | GSM | Feeder | 1341 | 202 | 11 KV S.JAWALAGE MIX AG | 274103 | 33/11 KV KORSEGAON S/S
X0400495 | DLMS-Secure | 055 | TCPIP_DLMS | GSM | Feeder | 1341 | 201 | ALAGI MIX AG | 274146 | 33/11kv Guddewadi Sub/Stn
X0400493 | DLMS-Secure | 055 | TCPIP_DLMS | GSM | Feeder | 1341 | 204 | 11KV KARJAGI GAOTHAN | 274086 | 33/11 KV KARAJGI
X0400494 | DLMS-Secure | 055 | TCPIP_DLMS | GSM | Feeder | 1341 | 203 | 11 KV AHERWADI AG | 274086 | 33/11 KV KARAJGI
X0400496 | DLMS-Secure | 055 | TCPIP_DLMS | GSM | Feeder | 1341 | 204 | 11KV ANKALGI PURE AG | 274146 | 33/11kv Guddewadi Sub/Stn
17272279 | DLMS-LnT | 053 | TCPIP_DLMS | GSM | Feeder | 1341 | 202 | 11 KV WAGADARI AG | 274071 | 33/11 KV SHIRWAL S/S
17272276 | DLMS-LnT | 053 | TCPIP_DLMS | GSM | Feeder | 1341 | 203 | 11 KV SANGAVI AG | 274071 | 33/11 KV SHIRWAL S/S
00567038 | DLMS-HPL | 076 | TCPIP_DLMS | GSM | Feeder | 1341 | 208 | MARKET YARD | 274107 | 33/11 KV DUDHANI S/STN
00380283 | DLMS-HPL | 076 | TCPIP_DLMS | GSM | Feeder | 1341 | 201 | 11 KV KINI GAOTHAN | 274206 | 33/11 KV KINI SUBSTATION
09205529 | LnT | 053 | TCPIP_LnT_9600 | GSM | Feeder | 1341 | 206 | 11 KV DUDHANI GAOTHAN | 274079 | 33/11 KV MAINDARGI S/STN
09205528 | LnT | 053 | TCPIP_LnT_9600 | GSM | Feeder | 1341 | 207 | 11KV UAMRGE GAOTHAN | 274079 | 33/11 KV MAINDARGI S/STN
Q0492995 | DLMS-Secure | 055 | TCPIP_DLMS | GSM | Feeder | 1341 | 209 | KRJ M/S SPEL SOLAR BAY-2 | 274086 | 33/11 KV KARAJGI
Q0492993 | DLMS-Secure | 055 | TCPIP_DLMS | GSM | Feeder | 1341 | 208 | KRJ M/S SPEL SOLAR BAY-1 | 274086 | 33/11 KV KARAJGI
X2036376 | DLMS-Secure | 055 | TCPIP_DLMS | GSM | Feeder | 1341 | 204 | SINDKHED AG | 274156 | 33/11KV MOTYAL SUB/STN
Q0300548 | DLMS-Secure | 055 | TCPIP_DLMS | GSM | Feeder | 1341 | 703 | 132KV TATA POWER REN ENERGY LTD-2 | 277034 | 132/33 KV WAGDARI
Q0300547 | DLMS-Secure | 055 | TCPIP_DLMS | GSM | Feeder | 1341 | 702 | 132 KV TATA POWER RENEWABLE ENERGY LTD | 277034 | 132/33 KV WAGDARI
Q0492977 | DLMS-Secure | 055 | TCPIP_DLMS | GSM | Feeder | 1341 | 213 | MNG M/S NIPL SOLAR BAY-1 | 274079 | 33/11 KV MAINDARGI S/STN
Q0492979 | DLMS-Secure | 055 | TCPIP_DLMS | GSM | Feeder | 1341 | 214 | MNG M/S NIPL SOLAR BAY-2 | 274079 | 33/11 KV MAINDARGI S/STN
Q0492985 | DLMS-Secure | 055 | TCPIP_DLMS | GSM | Feeder | 1341 | 208 | TDL M/S SPEL SOLAR BAY-1 | 274072 | 33/11 KV TADWAL SUBSTATION
Q0492987 | DLMS-Secure | 055 | TCPIP_DLMS | GSM | Feeder | 1341 | 209 | TDL M/S SPEL SOLAR BAY-2 | 274072 | 33/11 KV TADWAL SUBSTATION
00381904 | DLMS-HPL | 076 | TCPIP_DLMS | GSM | Feeder | 1341 | 203 | GUDDWADI GAOTHAN | 274146 | 33/11kv Guddewadi Sub/Stn
00380519 | DLMS-HPL | 076 | TCPIP_DLMS | GSM | Feeder | 1341 | 205 | 11 KV HILLI GAONTHAN | 274086 | 33/11 KV KARAJGI
XB414504 | DLMS-Secure | 055 | TCPIP_DLMS | GSM | Feeder | 1341 | 201 | 11 KV HATTIKANBAS AG | 274228 | 33/11 KV Mirajgi Sub-station
11095687 | LnT | 053 | TCPIP_LnT_9600 | GSM | Feeder | 1341 | 206 | 11KV DUDHANI GAOTHAN | 274107 | 33/11 KV DUDHANI S/STN
11095464 | LnT | 053 | TCPIP_LnT_9600 | GSM | Feeder | 1341 | 204 | 11KV RLY STATION GAOTHAN | 274070 | 33/11 KV NAGANSUR S/STN
14036334 | LnT | 053 | TCPIP_LnT_9600 | GSM | Feeder | 1341 | 203 | 11 KV MHAISALGI AG | 274072 | 33/11 KV TADWAL SUBSTATION
14036342 | LnT | 053 | TCPIP_LnT_9600 | GSM | Feeder | 1341 | 201 | 11 KV TADWAL AG | 274072 | 33/11 KV TADWAL SUBSTATION
14036314 | LnT | 053 | TCPIP_LnT_9600 | GSM | Feeder | 1341 | 204 | 11 KV MANGRUL AG | 274072 | 33/11 KV TADWAL SUBSTATION
11095614 | LnT | 053 | TCPIP_LnT_9600 | GSM | Feeder | 1341 | 205 | 11 KV SULTANPUR AG | 274067 | 33/ 11 KV HANNUR S/S
14036325 | LnT | 053 | TCPIP_LnT_9600 | GSM | Feeder | 1341 | 202 | 11 KV KHANAPUR AG | 274072 | 33/11 KV TADWAL SUBSTATION
11095742 | LnT | 053 | TCPIP_LnT_9600 | GSM | Feeder | 1341 | 206 | 11 KV BAWKARWADI AG | 274067 | 33/ 11 KV HANNUR S/S
15017552 | LnT | 053 | TCPIP_LnT_9600 | GSM | Feeder | 1341 | 207 | 11 KV ANV Express | 274067 | 33/ 11 KV HANNUR S/S
14036327 | LnT | 053 | TCPIP_LnT_9600 | GSM | Feeder | 1341 | 207 | 11 KV MANGRUL GAOTHAN FEEDER | 274072 | 33/11 KV TADWAL SUBSTATION
14007283 | LnT | 053 | TCPIP_LnT_9600 | GSM | Feeder | 1341 | 203 | 11 KV MIRAJGI GAOTHAN | 274228 | 33/11 KV Mirajgi Sub-station
14007185 | LnT | 053 | TCPIP_LnT_9600 | GSM | Feeder | 1341 | 202 | 11 KV BASALEGAON AG | 274228 | 33/11 KV Mirajgi Sub-station
00567979 | DLMS-HPL | 076 | TCPIP_DLMS | GSM | Feeder | 1341 | 207 | 11 KV SOLAR FEEDER | 274071 | 33/11 KV SHIRWAL S/S
X2006443 | DLMS-Secure | 055 | TCPIP_DLMS | GSM | Feeder | 1341 | 204 | 11 KV BOROTI GAOTHAN | 274107 | 33/11 KV DUDHANI S/STN
11098064 | LnT | 053 | TCPIP_LnT_9600 | GSM | Feeder | 1341 | 205 | Kallappawadi Ag | 274107 | 33/11 KV DUDHANI S/STN
14036346 | LnT | 053 | TCPIP_LnT_9600 | GSM | Feeder | 1341 | 205 | 11KV TADWAL GAOTHAN | 274072 | 33/11 KV TADWAL SUBSTATION
11095675 | LnT | 053 | TCPIP_LnT_9600 | GSM | Feeder | 1341 | 205 | 11 KV GAUDGAON BK AG | 274070 | 33/11 KV NAGANSUR S/STN
X0402941 | DLMS-Secure | 055 | TCPIP_DLMS | GSM | Feeder | 1341 | 202 | GUDDEWADI AG | 274146 | 33/11kv Guddewadi Sub/Stn
X0402937 | DLMS-Secure | 055 | TCPIP_DLMS | GSM | Feeder | 1341 | 203 | 11 KV NAGANSUR GAOTHAN | 274070 | 33/11 KV NAGANSUR S/STN
18205278 | DLMS-LnT | 053 | TCPIP_DLMS | GSM | Feeder | 1341 | 204 | 11 KV KUMTHA MIX FEEDER | 274103 | 33/11 KV KORSEGAON S/S
12627014 | DLMS-LnT | 053 | TCPIP_DLMS | GSM | Feeder | 1341 | 202 | 11 KV SAMARTH NAGAR FEEDER | 274180 | AKKALKOT TOWN SUB-STATION
13546781 | DLMS-LnT | 053 | TCPIP_DLMS | GSM | Feeder | 1341 | 203 | 11 KV Swami Vihar FEEDER | 274180 | AKKALKOT TOWN SUB-STATION
14676269 | DLMS-LnT | 053 | TCPIP_DLMS | GSM | Feeder | 1341 | 201 | 11 KV AKKALKOT URBAN FEEDER | 274180 | AKKALKOT TOWN SUB-STATION
17272229 | DLMS-LnT | 053 | TCPIP_DLMS | GSM | Feeder | 1341 | 201 | 11 KV SHEGAON MIX AG | 274103 | 33/11 KV KORSEGAON S/S
14763508 | DLMS-LnT | 053 | TCPIP_DLMS | GSM | Feeder | 1341 | 203 | 11 KV KORSEGAON MIX AG | 274103 | 33/11 KV KORSEGAON S/S
X0398646 | DLMS-Secure | 055 | TCPIP_DLMS | GSM | Feeder | 1341 | 201 | 11 KV NAVADAGI AG | 274070 | 33/11 KV NAGANSUR S/STN
X0398645 | DLMS-Secure | 055 | TCPIP_DLMS | GSM | Feeder | 1341 | 202 | 11 KV HAIDRA AG | 274070 | 33/11 KV NAGANSUR S/STN
X1715740 | DLMS-Secure | 055 | TCPIP_DLMS | GSM | Feeder | 1341 | 201 | 11 KV RUDDEWADI AG | 274107 | 33/11 KV DUDHANI S/STN
XB449645 | DLMS-Secure | 055 | TCPIP_DLMS | GSM | Feeder | 1341 | 202 | 11 KV BOROTI AG | 274107 | 33/11 KV DUDHANI S/STN
XB449646 | DLMS-Secure | 055 | TCPIP_DLMS | GSM | Feeder | 1341 | 203 | 11 KV DUDHANI AG | 274107 | 33/11 KV DUDHANI S/STN
X2006442 | DLMS-Secure | 055 | TCPIP_DLMS | GSM | Feeder | 1341 | 203 | DEVIKAWATHA AG | 274151 | 33/11KV KUDAL SUB/STN
X1947528 | DLMS-Secure | 055 | TCPIP_DLMS | GSM | Feeder | 1341 | 206 | 11KV GURAVWADI AG | 274070 | 33/11 KV NAGANSUR S/STN
XC413526 | DLMS-Secure | 055 | TCPIP_DLMS | GSM | Feeder | 1341 | 208 | 11KV MAINDARGI SEMI URBAN | 274079 | 33/11 KV MAINDARGI S/STN
08024503 | DLMS-Genus | 065 | TCPIP_DLMS | GSM | Feeder | 1341 | 203 | 11 KV RLY-STATION AG | 277007 | 132KV AKKALKOT S/S
08023332 | DLMS-Genus | 065 | TCPIP_DLMS | GSM | Feeder | 1341 | 204 | 11 KV WATER WORKS AG | 277007 | 132KV AKKALKOT S/S
X1240534 | DLMS-Secure | 055 | TCPIP_DLMS | GSM | Feeder | 1341 | 209 | SOLAR BAY NO. 2 | 274067 | 33/ 11 KV HANNUR S/S
X1240528 | DLMS-Secure | 055 | TCPIP_DLMS | GSM | Feeder | 1341 | 208 | SOLAR BAY NO. 1 | 274067 | 33/ 11 KV HANNUR S/S
17271068 | DLMS-LnT | 053 | TCPIP_DLMS | GSM | Feeder | 1341 | 206 | SUGAR FACTORY EX. FEEDER | 277007 | 132KV AKKALKOT S/S
14763500 | DLMS-LnT | 053 | TCPIP_DLMS | GSM | Feeder | 1341 | 202 | 11KV SHAWAL AG | 274151 | 33/11KV KUDAL SUB/STN
08025381 | DLMS-Genus | 065 | TCPIP_DLMS | GSM | Feeder | 1341 | 202 | 11 KV BOREGAON AG | 274067 | 33/ 11 KV HANNUR S/S
18205430 | DLMS-LnT | 053 | TCPIP_DLMS | GSM | Feeder | 1341 | 206 | 11 KV JEUR AG | 274086 | 33/11 KV KARAJGI
16197288 | DLMS-LnT | 053 | TCPIP_DLMS | GSM | Feeder | 1341 | 207 | 11 KV HANDRAL GOATHAN | 274086 | 33/11 KV KARAJGI
X0403346 | DLMS-Secure | 055 | TCPIP_DLMS | GSM | Feeder | 1341 | 204 | 11 KV NANHEGAON GAOTHAN | 274067 | 33/ 11 KV HANNUR S/S
X1838009 | DLMS-Secure | 055 | TCPIP_DLMS | GSM | Feeder | 1341 | 401 | 33KV BHURIKAWATHE | 274268 | 33/11KV BHURIKAVATHE SUBSTATION
08024524 | DLMS-Genus | 065 | TCPIP_DLMS | GSM | Feeder | 1341 | 202 | 11 KV CHAPALGAON MIX AG | 277007 | 132KV AKKALKOT S/S
X2036375 | DLMS-Secure | 055 | TCPIP_DLMS | GSM | Feeder | 1341 | 205 | KOLEKARWADI AG | 274156 | 33/11KV MOTYAL SUB/STN
08024514 | DLMS-Genus | 065 | TCPIP_DLMS | GSM | Feeder | 1341 | 207 | 11 KV KARJAL GAOTHAN | 277007 | 132KV AKKALKOT S/S
08024538 | DLMS-Genus | 065 | TCPIP_DLMS | GSM | Feeder | 1341 | 205 | 11 KV KARJAL AG | 277007 | 132KV AKKALKOT S/S
13043043 | LnT | 053 | TCPIP_LnT_9600 | GSM | Feeder | 1350 | 207 | 11 KV S.WARWADE AG | 274112 | 33/11 KV KURUL
13043152 | LnT | 053 | TCPIP_LnT_9600 | GSM | Feeder | 1350 | 207 | 11KV TOLL PLAZA | 274077 | 33/11 KV LAMBOTI
14036328 | LnT | 053 | TCPIP_LnT_9600 | GSM | Feeder | 1350 | 202 | 11 KV GOTEWADI | 274126 | 33/11 KV CHANDRAMOULI
14036347 | LnT | 053 | TCPIP_LnT_9600 | GSM | Feeder | 1350 | 205 | 11 KV KAMATI BK. GAOTHAN | 274076 | 33/11 KV KAMTI
14007235 | LnT | 053 | TCPIP_LnT_9600 | GSM | Feeder | 1350 | 201 | 11 KV DIKSAL | 274084 | 33/11 KV NARKHED
06743657 | LnT | 053 | TCPIP_LNT | GSM | Feeder | 1350 | 205 | 11 KV PAPRI GAOTHAN | 274080 | 33/11 KV PAPRI
10278059 | LnT | 053 | TCPIP_LnT_9600 | GSM | Feeder | 1350 | 202 | 11 KV TAMBOLE | 274152 | 33/11 TAKALI SIKANDAR
10278044 | LnT | 053 | TCPIP_LnT_9600 | GSM | Feeder | 1350 | 201 | 11 KV SOUNDANE | 274152 | 33/11 TAKALI SIKANDAR
11098025 | LnT | 053 | TCPIP_LnT_9600 | GSM | Feeder | 1350 | 206 | 11 KV MALIKPETH | 274128 | 33/11 KV BITALE
12019742 | LnT | 053 | TCPIP_LnT_9600 | GSM | Feeder | 1350 | 202 | 11 KV ICHAGAON AG | 274076 | 33/11 KV KAMTI
10280837 | LnT | 053 | TCPIP_LnT_9600 | GSM | Feeder | 1350 | 204 | 11 KV VARDHMAN EXPRESS FEEDER | 274126 | 33/11 KV CHANDRAMOULI
06742867 | LnT | 053 | TCPIP_LNT | GSM | Feeder | 1350 | 204 | 11 KV KURUL GAOTHAN | 274112 | 33/11 KV KURUL
06745167 | LnT | 053 | TCPIP_LNT | GSM | Feeder | 1350 | 201 | 11 KV BITALE BHAGIRATH | 274128 | 33/11 KV BITALE
10278102 | LnT | 053 | TCPIP_LnT_9600 | GSM | Feeder | 1350 | 203 | 11KV PATKUL | 274152 | 33/11 TAKALI SIKANDAR
11548874 | LnT | 053 | TCPIP_LnT_9600 | GSM | Feeder | 1350 | 209 | 11 KV TELANGWADI AG | 274082 | 33/11 KV SHETPHAL
MSP40575 | Secure | 055 | TCPIP_Secure | GSM | Feeder | 1350 | 201 | 11 KV NANDGAON AG | 274217 | 33/11 KV GOTEWADI S/S
MSP53721 | DLMS-Secure | 055 | TCPIP_DLMS | GSM | Feeder | 1350 | 202 | 11 KV DEWADI AG | 274205 | 33/11 KV DEWADI
MSP53738 | DLMS-Secure | 055 | TCPIP_DLMS | GSM | Feeder | 1350 | 205 | 11 KV DEWADI - WAFALE GAONTHAN | 274205 | 33/11 KV DEWADI
MSP53739 | DLMS-Secure | 055 | TCPIP_DLMS | GSM | Feeder | 1350 | 203 | 11 KV WAFALE AG | 274205 | 33/11 KV DEWADI
12023551 | LnT | 053 | TCPIP_LnT_9600 | GSM | Feeder | 1350 | 201 | 11 KV BHAMBHEWADI | 274194 | 33/11 KV BHAMBEWADI
12047636 | LnT | 053 | TCPIP_LnT_9600 | GSM | Feeder | 1350 | 203 | 11 KV MASOBA AG | 274201 | 33/11 KV KURANWADI(ASHTI)
12023549 | LnT | 053 | TCPIP_LnT_9600 | GSM | Feeder | 1350 | 201 | 11 KV KURANWADI AG | 274201 | 33/11 KV KURANWADI(ASHTI)
12023419 | LnT | 053 | TCPIP_LnT_9600 | GSM | Feeder | 1350 | 202 | 11KV ASHTE | 274194 | 33/11 KV BHAMBEWADI
MSU10649 | Secure | 055 | TCPIP_Secure | GSM | Feeder | 1350 | 202 | 11 KV MIRI AG (MIRI S.ST,) | 274233 | 33/11 KV MIRI S/S
PNL15814 | Secure | 055 | TCPIP_Secure | GSM | Feeder | 1350 | 201 | 11 KV CHANDRAMOULI ESTATE | 274126 | 33/11 KV CHANDRAMOULI
XB424169 | DLMS-Secure | 055 | TCPIP_DLMS | GSM | Feeder | 1350 | 203 | 11 KV JAMGAON GAONTHAN | 274230 | 33/11 KV JAMGAON S/S
MSU10832 | Secure | 055 | TCPIP_Secure | GSM | Feeder | 1350 | 202 | 11 KV WAD-DEGOAN AG (WAD-DEGAV S.ST.) | 274229 | 33/11 KV WAD-DEGAON S/S
09205520 | LnT | 053 | TCPIP_LnT_9600 | GSM | Feeder | 1350 | 202 | 11 KV ASHTI LAKE AG | 274080 | 33/11 KV PAPRI
09205519 | LnT | 053 | TCPIP_LnT_9600 | GSM | Feeder | 1350 | 201 | 11 KV PAPRI AG | 274080 | 33/11 KV PAPRI
14036263 | DLMS-LnT | 053 | TCPIP_DLMS | GSM | Feeder | 1350 | 205 | NEW MOHOL AG | 274126 | 33/11 KV CHANDRAMOULI
X2103559 | DLMS-Secure | 055 | TCPIP_DLMS | GSM | Feeder | 1350 | 202 | 11 KV SHIRAPUR | 274077 | 33/11 KV LAMBOTI
X2103565 | DLMS-Secure | 055 | TCPIP_DLMS | GSM | Feeder | 1350 | 203 | 11 KV SAWALESHWAR | 274077 | 33/11 KV LAMBOTI
00308911 | DLMS-HPL | 076 | TCPIP_DLMS | GSM | Feeder | 1350 | 202 | 11 KV CHIKHALI AG | 274128 | 33/11 KV BITALE
07409776 | LnT | 053 | TCPIP_LNT | GSM | Feeder | 1350 | 202 | 11 KV ARBALI AG | 274074 | 33/11 KV BEGAMPUR
05163302 | DLMS-HPL | 076 | TCPIP_DLMS | GSM | Feeder | 1350 | 206 | 11 KV HARALWADI AG | 274076 | 33/11 KV KAMTI
07409747 | LnT | 053 | TCPIP_LNT | GSM | Feeder | 1350 | 203 | 11 KV WADWAL GAVTHAN | 274126 | 33/11 KV CHANDRAMOULI
09205491 | LnT | 053 | TCPIP_LnT_9600 | GSM | Feeder | 1350 | 201 | 11 KV LAMBOTI | 274077 | 33/11 KV LAMBOTI
MSB61852 | Secure | 055 | TCPIP_Secure | GSM | Feeder | 1350 | 203 | 11 KV AUNDHI AG (WAD-DEGAV S.ST.) | 274229 | 33/11 KV WAD-DEGAON S/S
MSU10705 | Secure | 055 | TCPIP_Secure | GSM | Feeder | 1350 | 201 | 11 KV NEW KOTHALE AG (WAD-DEGAV S.ST.) | 274229 | 33/11 KV WAD-DEGAON S/S
17272241 | DLMS-LnT | 053 | TCPIP_DLMS | GSM | Feeder | 1350 | 205 | 11 KV YEWATI | 274081 | 33/11 KV PENUR
17272242 | DLMS-LnT | 053 | TCPIP_DLMS | GSM | Feeder | 1350 | 206 | 11 KV PENUR GAOTHAN | 274081 | 33/11 KV PENUR
09205522 | LnT | 053 | TCPIP_LnT_9600 | GSM | Feeder | 1350 | 206 | 11 KV DINAKAR KACHARE | 274080 | 33/11 KV PAPRI
X2117563 | DLMS-Secure | 055 | TCPIP_DLMS | GSM | Feeder | 1350 | 204 | 11 KV BAIRAGWADI AG | 274082 | 33/11 KV SHETPHAL
X2117573 | DLMS-Secure | 055 | TCPIP_DLMS | GSM | Feeder | 1350 | 202 | 11 KV SHETFAL AG | 274082 | 33/11 KV SHETPHAL
X2117572 | DLMS-Secure | 055 | TCPIP_DLMS | GSM | Feeder | 1350 | 206 | 11 KV MODNIMB BHAGIRATH | 274082 | 33/11 KV SHETPHAL
X2103569 | DLMS-Secure | 055 | TCPIP_DLMS | GSM | Feeder | 1350 | 202 | 11 KV NARKHED | 274084 | 33/11 KV NARKHED
12627056 | LnT | 053 | TCPIP_LnT_9600 | GSM | Feeder | 1350 | 203 | 11 KV KHANDALI AG | 274080 | 33/11 KV PAPRI
00466804 | DLMS-HPL | 076 | TCPIP_DLMS | GSM | Feeder | 1350 | 204 | 11 KV PASALEWADI MIX AG | 274073 | 33/11 KV ANAGAR
X2103531 | DLMS-Secure | 055 | TCPIP_DLMS | GSM | Feeder | 1350 | 201 | 11 KV SHINGOLI AG | 274076 | 33/11 KV KAMTI
X2103554 | DLMS-Secure | 055 | TCPIP_DLMS | GSM | Feeder | 1350 | 204 | 11 KV WIRWADE AG | 274076 | 33/11 KV KAMTI
X2103553 | DLMS-Secure | 055 | TCPIP_DLMS | GSM | Feeder | 1350 | 205 | 11 KV ANAGAR GAOTHAN | 274073 | 33/11 KV ANAGAR
09205492 | LnT | 053 | TCPIP_LnT_9600 | GSM | Feeder | 1350 | 204 | 11 KV LOKMANGAL Exp | 274077 | 33/11 KV LAMBOTI
X2192115 | DLMS-Secure | 055 | TCPIP_DLMS | GSM | Feeder | 1350 | 205 | 11 KV MOHOL-1 | 274078 | 33/11 KV MOHOL
17271065 | DLMS-LnT | 053 | TCPIP_DLMS | GSM | Feeder | 1350 | 402 | M/S LOKMANGAL AGRO IND. | 274077 | 33/11 KV LAMBOTI
08024549 | DLMS-Genus | 065 | TCPIP_DLMS | GSM | Feeder | 1350 | 203 | 11 KV BITALE | 274128 | 33/11 KV BITALE
00467088 | DLMS-HPL | 076 | TCPIP_DLMS | GSM | Feeder | 1350 | 201 | 11 KV ANAGAR AG | 274073 | 33/11 KV ANAGAR
18205563 | DLMS-LnT | 053 | TCPIP_DLMS | GSM | Feeder | 1350 | 201 | 11 KV OLD KURUL AG | 274112 | 33/11 KV KURUL
18205562 | DLMS-LnT | 053 | TCPIP_DLMS | GSM | Feeder | 1350 | 203 | 11 KV ANKOLI AG | 274112 | 33/11 KV KURUL
18205564 | DLMS-LnT | 053 | TCPIP_DLMS | GSM | Feeder | 1350 | 202 | 11 KV KATEWADI AG | 274112 | 33/11 KV KURUL
09205530 | LnT | 053 | TCPIP_LnT_9600 | GSM | Feeder | 1350 | 202 | 11 KV NARKHED | 274078 | 33/11 KV MOHOL
09205531 | LnT | 053 | TCPIP_LnT_9600 | GSM | Feeder | 1350 | 204 | 11 KV D.BABHULGAON | 274078 | 33/11 KV MOHOL
09205532 | LnT | 053 | TCPIP_LnT_9600 | GSM | Feeder | 1350 | 201 | 11 KV ANAGAR. | 274078 | 33/11 KV MOHOL
17272250 | DLMS-LnT | 053 | TCPIP_DLMS | GSM | Feeder | 1350 | 203 | 11 KV KHANDOBACHIWADI AG | 274073 | 33/11 KV ANAGAR
17272249 | DLMS-LnT | 053 | TCPIP_DLMS | GSM | Feeder | 1350 | 202 | 11 KV KOMBADWADI AG | 274073 | 33/11 KV ANAGAR
09205509 | LnT | 053 | TCPIP_LnT_9600 | GSM | Feeder | 1350 | 205 | 11 KV TAKALI(S) GAONTHAN | 274152 | 33/11 TAKALI SIKANDAR
09205490 | LnT | 053 | TCPIP_LnT_9600 | GSM | Feeder | 1350 | 201 | 11 KV ASHTI AG | 274082 | 33/11 KV SHETPHAL
18205462 | DLMS-LnT | 053 | TCPIP_DLMS | GSM | Feeder | 1350 | 201 | 11 KV ARDHANARI AG | 274074 | 33/11 KV BEGAMPUR
X1104613 | DLMS-Secure | 055 | TCPIP_DLMS | GSM | Feeder | 1350 | 203 | 11 KV BEGAMPUR AG | 274074 | 33/11 KV BEGAMPUR
16002787 | LnT | 053 | TCPIP_LnT_9600 | GSM | Feeder | 1350 | 203 | KONHERI AG | 274234 | 33/11 KV HIVARE S/S
18205285 | LnT | 053 | TCPIP_LnT_9600 | GSM | Feeder | 1350 | 203 | MODNIMB AG | 274082 | 33/11 KV SHETPHAL
X0403348 | DLMS-Secure | 055 | TCPIP_DLMS | GSM | Feeder | 1350 | 204 | 11 KV WALUJ | 274084 | 33/11 KV NARKHED
08025389 | DLMS-Genus | 065 | TCPIP_DLMS | GSM | Feeder | 1350 | 206 | 11 KV SHEJBABHULGAON | 274112 | 33/11 KV KURUL
13546803 | LnT | 053 | TCPIP_LnT_9600 | GSM | Feeder | 1350 | 203 | 11 KV D.BABHULGAON AG | 274217 | 33/11 KV GOTEWADI S/S
14036300 | LnT | 053 | TCPIP_LnT_9600 | GSM | Feeder | 1350 | 207 | 11 KV DADPUR AG | 274076 | 33/11 KV KAMTI
16002761 | LnT | 053 | TCPIP_LnT_9600 | GSM | Feeder | 1350 | 203 | 11 KV NEW YENAKI AG(MIRI S.ST.) | 274233 | 33/11 KV MIRI S/S
16002829 | LnT | 053 | TCPIP_LnT_9600 | GSM | Feeder | 1350 | 201 | 11 KV YAWALI AG | 274234 | 33/11 KV HIVARE S/S
16002809 | LnT | 053 | TCPIP_LnT_9600 | GSM | Feeder | 1350 | 202 | BHAGIRATH | 274234 | 33/11 KV HIVARE S/S
MSB61846 | Secure | 055 | TCPIP_Secure | GSM | Feeder | 1350 | 202 | 11 KV GOTEWADI AG | 274217 | 33/11 KV GOTEWADI S/S
10277955 | LnT | 053 | TCPIP_LnT_9600 | GSM | Feeder | 1350 | 204 | 11 KV TAKALI SIKANDAR | 274152 | 33/11 TAKALI SIKANDAR
17272246 | DLMS-LnT | 053 | TCPIP_DLMS | GSM | Feeder | 1350 | 210 | 11 KV HARITKRANTI | 274080 | 33/11 KV PAPRI
17272245 | DLMS-LnT | 053 | TCPIP_DLMS | GSM | Feeder | 1350 | 201 | 11 KV KONHARI PAPRI | 274081 | 33/11 KV PENUR
17272243 | DLMS-LnT | 053 | TCPIP_DLMS | GSM | Feeder | 1350 | 202 | 11 KV PATKUL | 274081 | 33/11 KV PENUR
17272220 | DLMS-LnT | 053 | TCPIP_DLMS | GSM | Feeder | 1350 | 203 | 11 KV PENUR | 274081 | 33/11 KV PENUR
17272244 | DLMS-LnT | 053 | TCPIP_DLMS | GSM | Feeder | 1350 | 204 | 11 KV NAVODAY | 274081 | 33/11 KV PENUR
X0400441 | DLMS-Secure | 055 | TCPIP_DLMS | GSM | Feeder | 1350 | 203 | 11 KV EKURKE | 274084 | 33/11 KV NARKHED
17272180 | DLMS-LnT | 053 | TCPIP_DLMS | GSM | Feeder | 1350 | 203 | 11 KV WATWATE AG | 274076 | 33/11 KV KAMTI
17272247 | DLMS-LnT | 053 | TCPIP_DLMS | GSM | Feeder | 1350 | 207 | 11 KV YEWATI NALA | 274080 | 33/11 KV PAPRI
17272248 | DLMS-LnT | 053 | TCPIP_DLMS | GSM | Feeder | 1350 | 209 | 11 KV DONGARE | 274080 | 33/11 KV PAPRI
18205486 | DLMS-LnT | 053 | TCPIP_DLMS | GSM | Feeder | 1350 | 208 | 11KV BAVI | 274082 | 33/11 KV SHETPHAL
X0400442 | DLMS-Secure | 055 | TCPIP_DLMS | GSM | Feeder | 1350 | 203 | 11 KV MOHOL-2 | 274078 | 33/11 KV MOHOL
X0400443 | DLMS-Secure | 055 | TCPIP_DLMS | GSM | Feeder | 1350 | 205 | 11 KV SHETFAL GAOTHAN | 274082 | 33/11 KV SHETPHAL
X0400448 | DLMS-Secure | 055 | TCPIP_DLMS | GSM | Feeder | 1350 | 205 | 11KV YENKI | 274074 | 33/11 KV BEGAMPUR
X0400450 | DLMS-Secure | 055 | TCPIP_DLMS | GSM | Feeder | 1350 | 206 | 11 KV KOTHALE AG | 274074 | 33/11 KV BEGAMPUR
X0400440 | DLMS-Secure | 055 | TCPIP_DLMS | GSM | Feeder | 1350 | 205 | 11 KV ARJUNSOND FEEDER | 274077 | 33/11 KV LAMBOTI
18205487 | DLMS-LnT | 053 | TCPIP_DLMS | GSM | Feeder | 1350 | 205 | 11 KV BHOPALE | 274084 | 33/11 KV NARKHED
13078232 | LnT | 053 | TCPIP_LnT_9600 | GSM | Feeder | 1350 | 201 | 11 KV MIRI GAVTHAN | 274233 | 33/11 KV MIRI S/S
XB428863 | DLMS-Secure | 055 | TCPIP_DLMS | GSM | Feeder | 1350 | 201 | 11 KV JAMGAON AG | 274230 | 33/11 KV JAMGAON S/S
XB424149 | DLMS-Secure | 055 | TCPIP_DLMS | GSM | Feeder | 1350 | 202 | 11 KV KORAWALI AG | 274230 | 33/11 KV JAMGAON S/S
18205411 | DLMS-LnT | 053 | TCPIP_DLMS | GSM | Feeder | 1350 | 206 | 11 KV PANCHRATNA | 274077 | 33/11 KV LAMBOTI
11115924 | LnT | 053 | TCPIP_LnT_9600 | GSM | Feeder | 1350 | 203 | 11 KV HINGANI | 274194 | 33/11 KV BHAMBEWADI
14007238 | LnT | 053 | TCPIP_LnT_9600 | GSM | Feeder | 1350 | 206 | 11 KV HINGANI | 274084 | 33/11 KV NARKHED
11095718 | LnT | 053 | TCPIP_LnT_9600 | GSM | Feeder | 1350 | 204 | 11 KV GHATANE | 274128 | 33/11 KV BITALE
11098038 | LnT | 053 | TCPIP_LnT_9600 | GSM | Feeder | 1350 | 205 | 11 KV BANDHARA | 274128 | 33/11 KV BITALE
05123811 | Elster | 057 | TCPIP_Elster_RS232 | GSM | Feeder | 1350 | 206 | MOHOL AG | 274078 | 33/11 KV MOHOL
07409777 | LnT | 053 | TCPIP_LNT | GSM | Feeder | 1350 | 204 | 11 KV BEGAMPUR GAOTHAN | 274074 | 33/11 KV BEGAMPUR
17272225 | DLMS-LnT | 053 | TCPIP_DLMS | GSM | Feeder | 1325 | 207 | 11KV Commissioner SMC, P.Nagar | 274135 | 33/11 KV DONGAON
X1457870 | DLMS-Secure | 055 | TCPIP_DLMS | GSM | Feeder | 1325 | 202 | 11KV RANMASALE | 274083 | 33/11 KV AKOLEKATI
18205480 | DLMS-LnT | 053 | TCPIP_DLMS | GSM | Feeder | 1325 | 201 | 11KV SAKAL | 274075 | 33/11 KV MIDC C. KATI - 1
X2103514 | Secure | 055 | TCPIP_Secure | GSM | Feeder | 1325 | 203 | 11 KV AKOLEKATI | 274083 | 33/11 KV AKOLEKATI
X2103550 | Secure | 055 | TCPIP_Secure | GSM | Feeder | 1325 | 204 | 11KV MARDI | 274083 | 33/11 KV AKOLEKATI
X2103530 | Secure | 055 | TCPIP_Secure | GSM | Feeder | 1325 | 205 | 11KV BANEGAON | 274083 | 33/11 KV AKOLEKATI
X2103533 | Secure | 055 | TCPIP_Secure | GSM | Feeder | 1325 | 201 | 11KV KARAMBA | 274083 | 33/11 KV AKOLEKATI
X2138918 | DLMS-Secure | 055 | TCPIP_DLMS | GSM | Feeder | 1325 | 204 | 11KV HARALE AG | 274215 | 33/11 KV KALMAN
X2138912 | DLMS-Secure | 055 | TCPIP_DLMS | GSM | Feeder | 1325 | 205 | 11KV PADSALI GAOTHAN | 274215 | 33/11 KV KALMAN
X2093107 | DLMS-Secure | 055 | TCPIP_DLMS | GSM | Feeder | 1325 | 206 | 11KV KOUTHALI AG | 274215 | 33/11 KV KALMAN
13042946 | LnT | 053 | TCPIP_LnT_9600 | GSM | Feeder | 1325 | 401 | 33KV KOTHARI PRIMA | 274168 | 33/11 KV MIDC C. KATI - 2
XE419722 | DLMS-Secure | 055 | TCPIP_DLMS | GSM | Feeder | 1325 | 206 | 11KV BB DARPHAL | 274083 | 33/11 KV AKOLEKATI
18205476 | DLMS-LnT | 053 | TCPIP_DLMS | GSM | Feeder | 1325 | 210 | 11KV ASHOK POLYMERS EXP. | 274075 | 33/11 KV MIDC C. KATI - 1
X2117570 | DLMS-Secure | 055 | TCPIP_DLMS | GSM | Feeder | 1325 | 204 | 11KV GAOTHAN WADALA | 274089 | 33/11 KV WADALA
18205454 | DLMS-LnT | 053 | TCPIP_DLMS | GSM | Feeder | 1325 | 210 | 11KV GAONTHAN DEGAON | 277002 | 132/33/11 KV DEGAON
18205508 | DLMS-LnT | 053 | TCPIP_DLMS | GSM | Feeder | 1325 | 213 | 11KV URBAN DEGAON NEW | 277002 | 132/33/11 KV DEGAON
18205460 | DLMS-LnT | 053 | TCPIP_DLMS | GSM | Feeder | 1325 | 201 | 11 KV PADASALI AG. | 274089 | 33/11 KV WADALA
17272267 | DLMS-LnT | 053 | TCPIP_DLMS | GSM | Feeder | 1325 | 203 | 11 KV DONGAON GAOTHAN | 274135 | 33/11 KV DONGAON
17272265 | DLMS-LnT | 053 | TCPIP_DLMS | GSM | Feeder | 1325 | 201 | 11 KV DONGAON AG | 274135 | 33/11 KV DONGAON
17272266 | DLMS-LnT | 053 | TCPIP_DLMS | GSM | Feeder | 1325 | 202 | 11 KV KAWATHE AG | 274135 | 33/11 KV DONGAON
18205558 | DLMS-LnT | 053 | TCPIP_DLMS | GSM | Feeder | 1325 | 207 | 11KV BALE | 277002 | 132/33/11 KV DEGAON
18205555 | DLMS-LnT | 053 | TCPIP_DLMS | GSM | Feeder | 1325 | 203 | 11KV NEHRU NAGAR Ag. | 277002 | 132/33/11 KV DEGAON
17272141 | DLMS-LnT | 053 | TCPIP_DLMS | GSM | Feeder | 1325 | 208 | 11KV VOLANT | 274075 | 33/11 KV MIDC C. KATI - 1
12559648 | DLMS-LnT | 053 | TCPIP_DLMS | GSM | Feeder | 1325 | 208 | 11 KV MILL | 277002 | 132/33/11 KV DEGAON
XC447221 | DLMS-Secure | 055 | TCPIP_DLMS | GSM | Feeder | 1325 | 201 | 11 KV PRATAP NAGAR | 274259 | 33/11 KV SOREGAON
X0363009 | DLMS-Secure | 055 | TCPIP_DLMS | GSM | Feeder | 1325 | 202 | 11 KV SOREGAON AG | 274259 | 33/11 KV SOREGAON
XC455065 | DLMS-Secure | 055 | TCPIP_DLMS | GSM | Feeder | 1325 | 203 | 11 KV SRP CAMP GAOTHAN | 274259 | 33/11 KV SOREGAON
XE419248 | DLMS-Secure | 055 | TCPIP_DLMS | GSM | Feeder | 1325 | 205 | 11KV GAWADI DARFAL AG | 274089 | 33/11 KV WADALA
16068051 | DLMS-LnT | 053 | TCPIP_DLMS | GSM | Feeder | 1325 | 206 | 11KV NANNAJ AG | 274089 | 33/11 KV WADALA
14096116 | LnT | 053 | TCPIP_LnT_9600 | GSM | Feeder | 1325 | 202 | 11KV SAKHAREWADI AG | 274215 | 33/11 KV KALMAN
14096136 | LnT | 053 | TCPIP_LnT_9600 | GSM | Feeder | 1325 | 203 | 11KV JOGESHWARI AG | 274215 | 33/11 KV KALMAN
14007278 | LnT | 053 | TCPIP_LnT_9600 | GSM | Feeder | 1325 | 203 | 11 KV RANMASALE GAOTHAN | 274203 | 33/11 KV BIBI DARPHAL
14007159 | LnT | 053 | TCPIP_LnT_9600 | GSM | Feeder | 1325 | 201 | 11KV RANMASALE AG | 274203 | 33/11 KV BIBI DARPHAL
17272140 | DLMS-LnT | 053 | TCPIP_DLMS | GSM | Feeder | 1325 | 209 | 11KV AG KONDI | 274075 | 33/11 KV MIDC C. KATI - 1
18205478 | DLMS-LnT | 053 | TCPIP_DLMS | GSM | Feeder | 1325 | 205 | 11KV BPL | 274075 | 33/11 KV MIDC C. KATI - 1
18205477 | DLMS-LnT | 053 | TCPIP_DLMS | GSM | Feeder | 1325 | 202 | 11KV VIDYAPEETH EXP. | 274075 | 33/11 KV MIDC C. KATI - 1
14036330 | LnT | 053 | TCPIP_LnT_9600 | GSM | Feeder | 1325 | 206 | 11KV V.DATTA | 274168 | 33/11 KV MIDC C. KATI - 2
11095807 | LnT | 053 | TCPIP_LnT_9600 | GSM | Feeder | 1325 | 207 | 11KV VENKY EXPRESS | 274168 | 33/11 KV MIDC C. KATI - 2
14007269 | LnT | 053 | TCPIP_LnT_9600 | GSM | Feeder | 1325 | 204 | 11 KV NANDUR | 274135 | 33/11 KV DONGAON
14007282 | LnT | 053 | TCPIP_LnT_9600 | GSM | Feeder | 1325 | 205 | 11 KV SOREGAON GFSS | 274135 | 33/11 KV DONGAON
14096192 | LnT | 053 | TCPIP_LnT_9600 | GSM | Feeder | 1325 | 201 | 11KV BHAGAIWADI GAOTHAN | 274215 | 33/11 KV KALMAN
14036333 | LnT | 053 | TCPIP_LnT_9600 | GSM | Feeder | 1325 | 205 | 11KV LDK | 274168 | 33/11 KV MIDC C. KATI - 2
14036344 | LnT | 053 | TCPIP_LnT_9600 | GSM | Feeder | 1325 | 202 | 11KV BHUTADA | 274168 | 33/11 KV MIDC C. KATI - 2
09593070 | LnT | 053 | TCPIP_LnT_9600 | GSM | Feeder | 1325 | 207 | 11KV LOKMANGALR&D EXP | 274089 | 33/11 KV WADALA
14036336 | LnT | 053 | TCPIP_LnT_9600 | GSM | Feeder | 1325 | 202 | 11KV BHOGAON | 274183 | 33/11 KV VASANT VIHAR
14007131 | LnT | 053 | TCPIP_LnT_9600 | GSM | Feeder | 1325 | 206 | 11 KV PATHRI | 274135 | 33/11 KV DONGAON
14036257 | LnT | 053 | TCPIP_LnT_9600 | GSM | Feeder | 1325 | 201 | 11KV VASANT VIHAR | 274183 | 33/11 KV VASANT VIHAR
07328559 | LnT | 053 | TCPIP_LnT_9600 | GSM | Feeder | 1325 | 203 | 11 KV SHELGAON AG | 274089 | 33/11 KV WADALA
00308362 | DLMS-HPL | 076 | NON_AMR_MODEM | GSM | Feeder | 1325 | 206 | 11 KV SOLAPUR 1 | 277002 | 132/33/11 KV DEGAON
00309127 | DLMS-HPL | 076 | NON_AMR_MODEM | GSM | Feeder | 1325 | 209 | 11KV TIKEKAR WADI | 277002 | 132/33/11 KV DEGAON
00309126 | DLMS-HPL | 076 | NON_AMR_MODEM | GSM | Feeder | 1325 | 204 | 11KV DEGAON-AG- | 277002 | 132/33/11 KV DEGAON
18205475 | DLMS-LnT | 053 | TCPIP_DLMS | GSM | Feeder | 1325 | 211 | 11KV KONDI GAOTHAN | 274075 | 33/11 KV MIDC C. KATI - 1
18205479 | LnT | 053 | TCPIP_LnT_9600 | GSM | Feeder | 1325 | 204 | 11KV BANG DATA | 274075 | 33/11 KV MIDC C. KATI - 1
X1702117 | DLMS-Secure | 055 | TCPIP_DLMS | GSM | Feeder | 1325 | 207 | 11KV AG PAKNI FEEDER | 274075 | 33/11 KV MIDC C. KATI - 1
X2006435 | Secure | 055 | TCPIP_Secure | GSM | Feeder | 1325 | 206 | 11KV INDIAN OIL | 274075 | 33/11 KV MIDC C. KATI - 1
09597524 | LnT | 053 | TCPIP_LnT_9600 | GSM | Feeder | 1325 | 208 | 11KV SAWITRIBAI FULE EXP | 274083 | 33/11 KV AKOLEKATI
00309097 | DLMS-HPL | 076 | TCPIP_DLMS | GSM | Feeder | 1325 | 205 | 11 KV NAVI VES | 277002 | 132/33/11 KV DEGAON
14036329 | LnT | 053 | TCPIP_LnT_9600 | GSM | Feeder | 1325 | 201 | 11KV RAMA | 274168 | 33/11 KV MIDC C. KATI - 2
00308363 | DLMS-HPL | 076 | TCPIP_DLMS | GSM | Feeder | 1325 | 202 | 11 KV SHP -II | 277002 | 132/33/11 KV DEGAON
09597452 | LnT | 053 | TCPIP_LnT_9600 | GSM | Feeder | 1325 | 203 | 11 KV SMRUTI EXPRESS FEEDER | 274075 | 33/11 KV MIDC C. KATI - 1
XE429479 | DLMS-Secure | 055 | TCPIP_DLMS | GSM | Feeder | 1325 | 207 | 11 KV NAROTEWADI | 274083 | 33/11 KV AKOLEKATI
X0402939 | DLMS-Secure | 055 | TCPIP_DLMS | GSM | Feeder | 1325 | 202 | 11KV BIBIDARFAL | 274203 | 33/11 KV BIBI DARPHAL
XB428742 | DLMS-Secure | 055 | TCPIP_DLMS | GSM | Feeder | 1333 | 202 | SADEPUR | 274207 | 33/11 KV NIMBARGI S/S
PNL15794 | Secure | 055 | TCPIP_Secure | GSM | Feeder | 1333 | 203 | 11 KV RAJUR | 274100 | 33/11 KV WADAKBAL
00380610 | DLMS-HPL | 076 | TCPIP_DLMS | GSM | Feeder | 1333 | 202 | 11 KV KUMBHARI | 274113 | 33/11 KV KUMBHARI
00380601 | DLMS-HPL | 076 | TCPIP_DLMS | GSM | Feeder | 1333 | 201 | 11 KV GODUTAI | 274113 | 33/11 KV KUMBHARI
14036348 | LnT | 053 | TCPIP_LnT_9600 | GSM | Feeder | 1333 | 202 | 11 KV TAKALI | 274096 | 33/11 KV TAKALI
11548619 | LnT | 053 | TCPIP_LnT_9600 | GSM | Feeder | 1333 | 207 | 11 KV TELGAON | 274092 | 33/11KV BHANDKAWATHE
PNL15804 | Secure | 055 | TCPIP_Secure | GSM | Feeder | 1333 | 201 | 11 KV ULEWADI | 274098 | 33/11 ULE
XB424167 | DLMS-Secure | 055 | TCPIP_DLMS | GSM | Feeder | 1333 | 203 | SHANKARNAGAR (VINCHUR) | 274207 | 33/11 KV NIMBARGI S/S
17272178 | DLMS-LnT | 053 | TCPIP_DLMS | GSM | Feeder | 1333 | 202 | 11 KV VADAPUR | 274091 | 33/11 KV ANTROLI
08024510 | DLMS-Genus | 065 | TCPIP_DLMS | GSM | Feeder | 1333 | 206 | 11 KV KARKAL | 274094 | 33/11 KV MANDRUP
08024509 | DLMS-Genus | 065 | TCPIP_DLMS | GSM | Feeder | 1333 | 201 | 11 KV LAWANGI | 274150 | 33/11 KV KARKAL
X1837580 | DLMS-Secure | 055 | TCPIP_DLMS | GSM | Feeder | 1333 | 203 | 11 KV HOTAGI | 274093 | 33/11 KV HOTAGI
07409622 | LnT | 053 | TCPIP_LNT | GSM | Feeder | 1333 | 202 | 11 KV BASAVNAGAR | 274094 | 33/11 KV MANDRUP
07025935 | LnT | 053 | TCPIP_LNT | GSM | Feeder | 1333 | 204 | 11 KV LOKMANGAL MEDICAL EXPRES | 274113 | 33/11 KV KUMBHARI
07409621 | LnT | 053 | TCPIP_LNT | GSM | Feeder | 1333 | 203 | 11 KV WANGI | 274094 | 33/11 KV MANDRUP
07024714 | LnT | 053 | TCPIP_LNT | GSM | Feeder | 1333 | 204 | 11 KV MANCHUKONDA EXPRESS | 274098 | 33/11 ULE
07409624 | LnT | 053 | TCPIP_LNT | GSM | Feeder | 1333 | 201 | 11 KV YELEGAON(KANDALGAON) | 274094 | 33/11 KV MANDRUP
07409625 | LnT | 053 | TCPIP_LNT | GSM | Feeder | 1333 | 205 | 11 KV MANDRUP | 274094 | 33/11 KV MANDRUP
13043082 | LnT | 053 | TCPIP_LnT_9600 | GSM | Feeder | 1333 | 204 | 11 KV AURAD | 274100 | 33/11 KV WADAKBAL
13043115 | LnT | 053 | TCPIP_LnT_9600 | GSM | Feeder | 1333 | 205 | SINDHKHED AG FEEDER | 274100 | 33/11 KV WADAKBAL
14007135 | LnT | 053 | TCPIP_LnT_9600 | GSM | Feeder | 1333 | 205 | 11 KV MINAXI TAI SANE | 274113 | 33/11 KV KUMBHARI
18205566 | DLMS-LnT | 053 | TCPIP_DLMS | GSM | Feeder | 1333 | 206 | 11 KV KUMBHARI AG | 274113 | 33/11 KV KUMBHARI
00307941 | DLMS-HPL | 076 | NON_AMR_MODEM | GSM | Feeder | 1333 | 201 | 11 KV FATATEWADI (STATION) | 274093 | 33/11 KV HOTAGI
18205484 | DLMS-LnT | 053 | TCPIP_DLMS | GSM | Feeder | 1333 | 206 | 11 KV MANGOLI | 274100 | 33/11 KV WADAKBAL
18205483 | DLMS-LnT | 053 | TCPIP_DLMS | GSM | Feeder | 1333 | 206 | 11 KV PATIL NAGAR | 274150 | 33/11 KV KARKAL
17272227 | DLMS-LnT | 053 | TCPIP_DLMS | GSM | Feeder | 1333 | 204 | 11 KV MALKAWATHE | 274150 | 33/11 KV KARKAL
XH407154 | DLMS-Secure | 055 | TCPIP_DLMS | GSM | Feeder | 1333 | 210 | BAKSHI HIPPARGA GAVTHAN | 274098 | 33/11 ULE
X1554246 | DLMS-Secure | 055 | TCPIP_DLMS | GSM | Feeder | 1333 | 206 | 11KV PNP PIPE EXPRESS FEEDER | 274093 | 33/11 KV HOTAGI
X1715736 | DLMS-Secure | 055 | TCPIP_DLMS | GSM | Feeder | 1333 | 208 | 11KV YATNAL FEEDER | 274093 | 33/11 KV HOTAGI
X0398649 | DLMS-Secure | 055 | TCPIP_DLMS | GSM | Feeder | 1333 | 203 | 11KV ULE | 274098 | 33/11 ULE
X1837584 | DLMS-Secure | 055 | TCPIP_DLMS | GSM | Feeder | 1333 | 206 | 11KV KARDEHALLI | 274099 | 33/11 KV VALSANG
X1837598 | DLMS-Secure | 055 | TCPIP_DLMS | GSM | Feeder | 1333 | 201 | 11 KV DINDUR | 274099 | 33/11 KV VALSANG
X1715737 | DLMS-Secure | 055 | TCPIP_DLMS | GSM | Feeder | 1333 | 202 | 11 KV ACHEGAON | 274099 | 33/11 KV VALSANG
14007258 | DLMS-LnT | 053 | TCPIP_DLMS | GSM | Feeder | 1333 | 208 | 11KV VIJAYNAGAR | 274113 | 33/11 KV KUMBHARI
X1657997 | DLMS-Secure | 055 | TCPIP_DLMS | GSM | Feeder | 1333 | 211 | 11KV STONE CRUSHER NO 2 | 274098 | 33/11 ULE
PNL15713 | Secure | 055 | TCPIP_Secure | GSM | Feeder | 1333 | 202 | 11KV WADAKBAL | 274100 | 33/11 KV WADAKBAL
PNL15729 | Secure | 055 | TCPIP_Secure | GSM | Feeder | 1333 | 207 | 11 KV WANGI FEEDER | 274100 | 33/11 KV WADAKBAL
00466589 | DLMS-HPL | 076 | TCPIP_DLMS | GSM | Feeder | 1333 | 202 | 11 KV AHERWADI | 274141 | 33/11 KV AHERWADI
18205556 | DLMS-LnT | 053 | TCPIP_DLMS | GSM | Feeder | 1333 | 203 | 11 KV AUJ (M) | 274150 | 33/11 KV KARKAL
09205514 | LnT | 053 | TCPIP_LnT_9600 | GSM | Feeder | 1333 | 202 | 11 KV KASEGAON | 274098 | 33/11 ULE
09205442 | LnT | 053 | TCPIP_LnT_9600 | GSM | Feeder | 1333 | 204 | 11 KV SOOT MIL | 274099 | 33/11 KV VALSANG
00308104 | DLMS-HPL | 076 | TCPIP_DLMS | GSM | Feeder | 1333 | 201 | 11 KV TANDULWADI | 274097 | 33/11 KV TANDULWADI
00466581 | DLMS-HPL | 076 | TCPIP_DLMS | GSM | Feeder | 1333 | 201 | 11 KV VINCHUR | 274091 | 33/11 KV ANTROLI
09205441 | LnT | 053 | TCPIP_LnT_9600 | GSM | Feeder | 1333 | 206 | 11 KV RTO CHECK POST | 274096 | 33/11 KV TAKALI
11095863 | LnT | 053 | TCPIP_LnT_9600 | GSM | Feeder | 1333 | 205 | 11 KV KURGHOT | 274096 | 33/11 KV TAKALI
18205448 | DLMS-LnT | 053 | TCPIP_DLMS | GSM | Feeder | 1333 | 203 | 11KV MICROWAVE | 274113 | 33/11 KV KUMBHARI
X0994234 | DLMS-Secure | 055 | TCPIP_DLMS | GSM | Feeder | 1333 | 207 | 11KV KUMBHARI SOLAR | 274113 | 33/11 KV KUMBHARI
18205473 | LnT | 053 | TCPIP_LnT_9600 | GSM | Feeder | 1333 | 204 | 11 KV BHARAT GARMENT EXPRESS | 274093 | 33/11 KV HOTAGI
XG437284 | DLMS-Secure | 055 | TCPIP_DLMS | GSM | Feeder | 1333 | 203 | 11KV WATWATE ROAD AG FEEDER | 274261 | 33/11KV WADAPUR SUBSTATION
XG437287 | DLMS-Secure | 055 | TCPIP_DLMS | GSM | Feeder | 1333 | 202 | 11KV KUSUR RIVER SIDE PURE AG | 274261 | 33/11KV WADAPUR SUBSTATION
XF470618 | DLMS-Secure | 055 | TCPIP_DLMS | GSM | Feeder | 1333 | 204 | 11KV WADAPUR MIX AG FEEDER | 274261 | 33/11KV WADAPUR SUBSTATION
XG437307 | DLMS-Secure | 055 | TCPIP_DLMS | GSM | Feeder | 1333 | 201 | 11KV WADAPUR RIVER SIDE PURE AG | 274261 | 33/11KV WADAPUR SUBSTATION
18205463 | DLMS-LnT | 053 | TCPIP_DLMS | GSM | Feeder | 1333 | 203 | 11 KV MADRE (SAVATKHED) | 274141 | 33/11 KV AHERWADI
18007609 | DLMS-LnT | 053 | TCPIP_DLMS | GSM | Feeder | 1333 | 201 | 11 KV HATTUR | 274100 | 33/11 KV WADAKBAL
X0400459 | DLMS-Secure | 055 | TCPIP_DLMS | GSM | Feeder | 1333 | 202 | 11 KV KARKAL | 274150 | 33/11 KV KARKAL
X0400457 | DLMS-Secure | 055 | TCPIP_DLMS | GSM | Feeder | 1333 | 207 | 11 KV KHANAPUR | 274091 | 33/11 KV ANTROLI
X0400451 | DLMS-Secure | 055 | TCPIP_DLMS | GSM | Feeder | 1333 | 203 | 11 KV KUSUR | 274091 | 33/11 KV ANTROLI
X0398650 | DLMS-Secure | 055 | TCPIP_DLMS | GSM | Feeder | 1333 | 202 | 11 KV BANDALGI | 274219 | 33/11kV AURAD
X0403349 | DLMS-Secure | 055 | TCPIP_DLMS | GSM | Feeder | 1333 | 203 | 11 KV TEMPLE | 274219 | 33/11kV AURAD
XE419720 | DLMS-Secure | 055 | TCPIP_DLMS | GSM | Feeder | 1333 | 202 | 11 KV TILLEHAL | 274202 | 33/11 KV INGALAGI
XE419247 | DLMS-Secure | 055 | TCPIP_DLMS | GSM | Feeder | 1333 | 201 | 11 KV SANJWAD | 274219 | 33/11kV AURAD
MSU10718 | Secure | 055 | TCPIP_Secure | GSM | Feeder | 1333 | 204 | 11 KV NEW KHANAPUR | 274097 | 33/11 KV TANDULWADI
14096169 | LnT | 053 | TCPIP_LnT_9600 | GSM | Feeder | 1333 | 206 | 11 KV PINJARWADI | 274097 | 33/11 KV TANDULWADI
17272216 | DLMS-LnT | 053 | TCPIP_DLMS | GSM | Feeder | 1333 | 202 | 11 KV MUSTI | 274097 | 33/11 KV TANDULWADI
17272214 | DLMS-LnT | 053 | TCPIP_DLMS | GSM | Feeder | 1333 | 206 | 11 KV STONE CRUSHER | 274098 | 33/11 ULE
17272217 | DLMS-LnT | 053 | TCPIP_DLMS | GSM | Feeder | 1333 | 203 | 11 KV BORAMANI | 274097 | 33/11 KV TANDULWADI
17272215 | DLMS-LnT | 053 | TCPIP_DLMS | GSM | Feeder | 1333 | 205 | 11 KV KHADAKI | 274098 | 33/11 ULE
17272213 | DLMS-LnT | 053 | TCPIP_DLMS | GSM | Feeder | 1333 | 203 | 11 KV B'KAWATHE | 274092 | 33/11KV BHANDKAWATHE
17272211 | DLMS-LnT | 053 | TCPIP_DLMS | GSM | Feeder | 1333 | 201 | 11 KV BALAGI | 274092 | 33/11KV BHANDKAWATHE
17272212 | DLMS-LnT | 053 | TCPIP_DLMS | GSM | Feeder | 1333 | 205 | 11 KV AMBEDKAR NAGAR | 274092 | 33/11KV BHANDKAWATHE
17272274 | DLMS-LnT | 053 | TCPIP_DLMS | GSM | Feeder | 1333 | 205 | 11 KV HANJAGI | 274099 | 33/11 KV VALSANG
17272275 | DLMS-LnT | 053 | TCPIP_DLMS | GSM | Feeder | 1333 | 203 | 11 KV L.CHINCHOLI | 274099 | 33/11 KV VALSANG
X0400497 | DLMS-Secure | 055 | TCPIP_DLMS | GSM | Feeder | 1333 | 201 | 11 KV BANKALGI | 274141 | 33/11 KV AHERWADI
X0400461 | DLMS-Secure | 055 | TCPIP_DLMS | GSM | Feeder | 1333 | 202 | 11 KV AUJ ( YATNAL HIPALE) | 274093 | 33/11 KV HOTAGI
14007113 | LnT | 053 | TCPIP_LnT_9600 | GSM | Feeder | 1333 | 207 | 11 KV MUDHOLKAR CRUSHER EXP. | 274099 | 33/11 KV VALSANG
18205465 | DLMS-LnT | 053 | TCPIP_DLMS | GSM | Feeder | 1333 | 205 | 11 KV SANGDARI | 274097 | 33/11 KV TANDULWADI
X0400458 | DLMS-Secure | 055 | TCPIP_DLMS | GSM | Feeder | 1333 | 204 | 11 KV INDIAN PUBLIC SCHOOL (IPS) | 274091 | 33/11 KV ANTROLI
X0400460 | DLMS-Secure | 055 | TCPIP_DLMS | GSM | Feeder | 1333 | 201 | 11 KV AUJ | 274096 | 33/11 KV TAKALI
14007161 | LnT | 053 | TCPIP_LnT_9600 | GSM | Feeder | 1333 | 203 | 11 KV GUNJEGAON | 274199 | 33/11 KV GUNJEGAON
14007170 | LnT | 053 | TCPIP_LnT_9600 | GSM | Feeder | 1333 | 201 | 11 KV KANBAS | 274202 | 33/11 KV INGALAGI
14007192 | LnT | 053 | TCPIP_LnT_9600 | GSM | Feeder | 1333 | 201 | 11 KV AKOLE (M) | 274199 | 33/11 KV GUNJEGAON
14007199 | LnT | 053 | TCPIP_LnT_9600 | GSM | Feeder | 1333 | 205 | 11 KV GAIKWAD WASTI | 274150 | 33/11 KV KARKAL
14007221 | LnT | 053 | TCPIP_LnT_9600 | GSM | Feeder | 1333 | 203 | 11 KV INGALGI | 274202 | 33/11 KV INGALAGI
14007273 | LnT | 053 | TCPIP_LnT_9600 | GSM | Feeder | 1333 | 202 | 11 KV KANDALGAON | 274199 | 33/11 KV GUNJEGAON
14036288 | LnT | 053 | TCPIP_LnT_9600 | GSM | Feeder | 1333 | 204 | 11 KV KUDAL | 274096 | 33/11 KV TAKALI
14036343 | LnT | 053 | TCPIP_LnT_9600 | GSM | Feeder | 1333 | 203 | 11 KV NANDANI | 274096 | 33/11 KV TAKALI
XB428736 | DLMS-Secure | 055 | TCPIP_DLMS | GSM | Feeder | 1333 | 201 | NIMBARGI | 274207 | 33/11 KV NIMBARGI S/S
17271159 | DLMS-LnT | 053 | TCPIP_DLMS | GSM | Feeder | 4086 | 205 | 11KV SHOUBRAY | 277026 | 132/11KV NAVIVES S/STN
17271161 | DLMS-LnT | 053 | TCPIP_DLMS | GSM | Feeder | 4086 | 207 | 11KV NIRALE WASTI | 277026 | 132/11KV NAVIVES S/STN
17271160 | DLMS-LnT | 053 | TCPIP_DLMS | GSM | Feeder | 4086 | 206 | 11KV CHOUPAD | 277026 | 132/11KV NAVIVES S/STN
17271162 | DLMS-LnT | 053 | TCPIP_DLMS | GSM | Feeder | 4086 | 208 | 11KV HIRAJ NAKA | 277026 | 132/11KV NAVIVES S/STN
08024528 | DLMS-Genus | 065 | TCPIP_DLMS | GSM | Feeder | 4086 | 201 | 11 KV URJA NAGAR | 277026 | 132/11KV NAVIVES S/STN
00310477 | DLMS-HPL | 076 | TCPIP_DLMS | GSM | Feeder | 4087 | 202 | 11 KV NETAJI FEEDER | 274133 | 33/11KV RAJENDRA CHOWK S/STN
12484702 | LnT | 053 | TCPIP_LnT_9600 | GSM | Feeder | 4087 | 202 | 11 KV DAV FEEDER | 274008 | 33/11 KV WATER WORKS
07409740 | LnT | 053 | TCPIP_LNT | GSM | Feeder | 4087 | 201 | 11 KV SAKHAR PETH FEEDER | 274133 | 33/11KV RAJENDRA CHOWK S/STN
13078212 | LnT | 053 | TCPIP_LnT_9600 | GSM | Feeder | 4087 | 204 | 11 KV SAMACHAR | 274008 | 33/11 KV WATER WORKS
12484429 | LnT | 053 | TCPIP_LnT_9600 | GSM | Feeder | 4087 | 207 | 11 KV PUMP HOUSE | 274008 | 33/11 KV WATER WORKS
12484418 | LnT | 053 | TCPIP_LnT_9600 | GSM | Feeder | 4087 | 205 | 11 KV JODBHAVI PETH | 274008 | 33/11 KV WATER WORKS
12484313 | LnT | 053 | TCPIP_LnT_9600 | GSM | Feeder | 4087 | 208 | 11 KV UPADHAYE | 274008 | 33/11 KV WATER WORKS
12484579 | LnT | 053 | TCPIP_LnT_9600 | GSM | Feeder | 4087 | 203 | 11 KV BHAVANI PETH | 274008 | 33/11 KV WATER WORKS
12484415 | LnT | 053 | TCPIP_LnT_9600 | GSM | Feeder | 4087 | 201 | 11KV WATER WORKS SOLAPUR | 274008 | 33/11 KV WATER WORKS
12484497 | LnT | 053 | TCPIP_LnT_9600 | GSM | Feeder | 4087 | 206 | 11 KV SAMRAT | 274008 | 33/11 KV WATER WORKS
12484476 | LnT | 053 | TCPIP_LnT_9600 | GSM | Feeder | 4088 | 202 | 11KV OLYMPIC | 274019 | 33/11 KV CIVIL
12484443 | LnT | 053 | TCPIP_LnT_9600 | GSM | Feeder | 4088 | 204 | 11 KV BAPUJI NAGAR | 274019 | 33/11 KV CIVIL
13062871 | LnT | 053 | TCPIP_LnT_9600 | GSM | Feeder | 4088 | 207 | 11 KV SHIDDHESHWAR PETH | 274019 | 33/11 KV CIVIL
13078222 | LnT | 053 | TCPIP_LnT_9600 | GSM | Feeder | 4088 | 203 | 11 KV KALJAPUR MARUTI FEEDER | 274200 | 33/11KV GADDA MAIDAN
18205227 | DLMS-LnT | 053 | TCPIP_DLMS | GSM | Feeder | 4088 | 204 | 11 KV RAILWAY EXPRESS | 274095 | 33/11KV ADITYA NAGAR
13078238 | LnT | 053 | TCPIP_LnT_9600 | GSM | Feeder | 4088 | 202 | 11KV PASSPORT OFFICE (SIDDESHWAR MANDIR) | 274200 | 33/11KV GADDA MAIDAN
12023389 | LnT | 053 | TCPIP_LnT_9600 | GSM | Feeder | 4088 | 208 | 11KV CIVIL EXPRESS | 274019 | 33/11 KV CIVIL
00308914 | DLMS-HPL | 076 | TCPIP_DLMS | GSM | Feeder | 4088 | 201 | 11 KV Limyewadi | 274095 | 33/11KV ADITYA NAGAR
00466587 | DLMS-HPL | 076 | TCPIP_DLMS | GSM | Feeder | 4088 | 202 | 11 KV MODI | 274095 | 33/11KV ADITYA NAGAR
12484578 | LnT | 053 | TCPIP_LnT_9600 | GSM | Feeder | 4088 | 205 | 11 KV JAGDAMBA | 274019 | 33/11 KV CIVIL
12484422 | LnT | 053 | TCPIP_LnT_9600 | GSM | Feeder | 4088 | 201 | 11 KV RAMLAL | 274019 | 33/11 KV CIVIL
12484491 | LnT | 053 | TCPIP_LnT_9600 | GSM | Feeder | 4088 | 203 | 11KV JAIL ROAD | 274019 | 33/11 KV CIVIL
12484436 | LnT | 053 | TCPIP_LnT_9600 | GSM | Feeder | 4088 | 206 | 11 KV DAK BUNGLOW | 274019 | 33/11 KV CIVIL
12625937 | DLMS-LnT | 053 | TCPIP_DLMS | GSM | Feeder | 4088 | 205 | 11KV GANGA EXPRESS | 274095 | 33/11KV ADITYA NAGAR
13078197 | LnT | 053 | TCPIP_LnT_9600 | GSM | Feeder | 4088 | 201 | 11KV COLLECTOR OFFICE | 274200 | 33/11KV GADDA MAIDAN
X0403344 | DLMS-Secure | 055 | TCPIP_DLMS | GSM | Feeder | 4088 | 203 | 11 KV Mahalaxmi | 274095 | 33/11KV ADITYA NAGAR
00308448 | DLMS-HPL | 076 | TCPIP_DLMS | GSM | Feeder | 4089 | 206 | 11 KV VINKAR | 274009 | 33/11 KV MIDC SOLAPUR
00466699 | DLMS-HPL | 076 | TCPIP_DLMS | GSM | Feeder | 4089 | 205 | 11 KV SANKURI | 274009 | 33/11 KV MIDC SOLAPUR
08025129 | DLMS-Genus | 065 | TCPIP_DLMS | GSM | Feeder | 4089 | 207 | 11 KV SANGMESHWAR NAGAR FEEDER | 274009 | 33/11 KV MIDC SOLAPUR
08023253 | DLMS-Genus | 065 | TCPIP_DLMS | GSM | Feeder | 4089 | 202 | 11KV BHADRAWATI | 274009 | 33/11 KV MIDC SOLAPUR
08023317 | DLMS-Genus | 065 | TCPIP_DLMS | GSM | Feeder | 4089 | 203 | 11KV MIDC NO.4 | 274009 | 33/11 KV MIDC SOLAPUR
12484501 | LnT | 053 | TCPIP_LnT_9600 | GSM | Feeder | 4089 | 201 | AMRAPALI | 274191 | 33/11 KV POLYTECHNIC
12484480 | LnT | 053 | TCPIP_LnT_9600 | GSM | Feeder | 4089 | 203 | 11 KV PATHAN BAG1 | 274191 | 33/11 KV POLYTECHNIC
MSE85860 | Secure | 055 | TCPIP_Secure | GSM | Feeder | 4089 | 204 | 11 KV POLYTECHNIC | 277012 | 132/33/11 KV SUB STATION MIDC
12484672 | LnT | 053 | TCPIP_LnT_9600 | GSM | Feeder | 4089 | 202 | 11 KV ASHOK CHOWK1 | 274191 | 33/11 KV POLYTECHNIC
MSE85859 | Secure | 055 | TCPIP_Secure | GSM | Feeder | 4089 | 203 | 11 KV GANDHI NAGAR | 277012 | 132/33/11 KV SUB STATION MIDC
MSE85970 | Secure | 055 | TCPIP_Secure | GSM | Feeder | 4089 | 208 | 11 KV BORAMANI | 277012 | 132/33/11 KV SUB STATION MIDC
X0398644 | DLMS-Secure | 055 | TCPIP_DLMS | GSM | Feeder | 4089 | 204 | 11 KV AGRO | 274045 | 33/11 KV BIDI GHARKUL
00466904 | DLMS-HPL | 076 | TCPIP_DLMS | GSM | Feeder | 4089 | 204 | 11 KV MIDC NO.5 | 274009 | 33/11 KV MIDC SOLAPUR
09205489 | LnT | 053 | TCPIP_LnT_9600 | GSM | Feeder | 4089 | 206 | 11 KV MULEGAON AG | 274045 | 33/11 KV BIDI GHARKUL
MSE85972 | Secure | 055 | TCPIP_Secure | GSM | Feeder | 4089 | 206 | 11 KV SUT MILL E.S/DN | 277012 | 132/33/11 KV SUB STATION MIDC
09205820 | LnT | 053 | TCPIP_LnT_9600 | GSM | Feeder | 4089 | 207 | 11 KV MIDC NO 2 | 277012 | 132/33/11 KV SUB STATION MIDC
17272264 | DLMS-LnT | 053 | TCPIP_DLMS | GSM | Feeder | 4089 | 209 | 11KV DAHITNE | 274045 | 33/11 KV BIDI GHARKUL
00567053 | DLMS-HPL | 076 | TCPIP_DLMS | GSM | Feeder | 4089 | 207 | 11 KV GADAGI | 274045 | 33/11 KV BIDI GHARKUL
18205509 | DLMS-LnT | 053 | TCPIP_DLMS | GSM | Feeder | 4089 | 203 | 11KV GANDHI NAGAR | 274045 | 33/11 KV BIDI GHARKUL
18205510 | DLMS-LnT | 053 | TCPIP_DLMS | GSM | Feeder | 4089 | 208 | 11 KV SRM EXPRESS | 274045 | 33/11 KV BIDI GHARKUL
18205466 | DLMS-LnT | 053 | TCPIP_DLMS | GSM | Feeder | 4089 | 205 | 11 KV MULEGAON | 274045 | 33/11 KV BIDI GHARKUL
MSE85967 | DLMS-Secure | 055 | TCPIP_DLMS | GSM | Feeder | 4089 | 205 | 11 KV YASHAWANT MILL | 277012 | 132/33/11 KV SUB STATION MIDC
MSE85969 | Secure | 055 | TCPIP_Secure | GSM | Feeder | 4089 | 202 | 11 KV MIDC NO 1 | 277012 | 132/33/11 KV SUB STATION MIDC
17272219 | DLMS-LnT | 053 | TCPIP_DLMS | GSM | Feeder | 4089 | 202 | 11 KV SHELGI | 274045 | 33/11 KV BIDI GHARKUL
17272218 | DLMS-LnT | 053 | TCPIP_DLMS | GSM | Feeder | 4089 | 201 | 11 KV BIDIGHARKUL | 274045 | 33/11 KV BIDI GHARKUL
00308446 | DLMS-HPL | 076 | TCPIP_DLMS | GSM | Feeder | 4089 | 201 | 11 KV MIDC NO 3 | 274009 | 33/11 KV MIDC SOLAPUR
MSE85971 | Secure | 055 | TCPIP_Secure | GSM | Feeder | 4089 | 201 | 11 KV SIDDHESHWAR | 277012 | 132/33/11 KV SUB STATION MIDC
XD540362 | DLMS-Secure | 055 | TCPIP_DLMS | GSM | Feeder | 4579 | 202 | 11 KV SHANKAR NAGAR | 274122 | PAPER PLANT
X0403341 | DLMS-Secure | 055 | TCPIP_DLMS | GSM | Feeder | 4579 | 206 | 11 KV SANTOSH NAGAR | 274068 | JULE SOLAPUR
08025132 | DLMS-Genus | 065 | TCPIP_DLMS | GSM | Feeder | 4579 | 203 | 11 KV SHINDU VIHAR | 274068 | JULE SOLAPUR
18205548 | DLMS-LnT | 053 | TCPIP_DLMS | GSM | Feeder | 4579 | 206 | 11KV SPARE-2 | 274122 | PAPER PLANT
XD502330 | DLMS-Secure | 055 | TCPIP_DLMS | GSM | Feeder | 4579 | 206 | 11KV ESTATE 2 | 274003 | INDUSTRIAL ESTATE.
18205549 | DLMS-LnT | 053 | TCPIP_DLMS | GSM | Feeder | 4579 | 209 | 11 KV IMS | 274068 | JULE SOLAPUR
18205550 | DLMS-LnT | 053 | TCPIP_DLMS | GSM | Feeder | 4579 | 210 | 11 KV BOMBAY PARK | 274068 | JULE SOLAPUR
18205552 | DLMS-LnT | 053 | TCPIP_DLMS | GSM | Feeder | 4579 | 201 | 11KV RAMWADI | 274003 | INDUSTRIAL ESTATE.
18205551 | DLMS-LnT | 053 | TCPIP_DLMS | GSM | Feeder | 4579 | 211 | 11 KV NEHARU NAGAR | 274068 | JULE SOLAPUR
18205554 | DLMS-LnT | 053 | TCPIP_DLMS | GSM | Feeder | 4579 | 204 | 11KV MEDICAL | 274003 | INDUSTRIAL ESTATE.
18205553 | DLMS-LnT | 053 | TCPIP_DLMS | GSM | Feeder | 4579 | 202 | 11KV PRESS | 274003 | INDUSTRIAL ESTATE.
18205546 | DLMS-LnT | 053 | TCPIP_DLMS | GSM | Feeder | 4579 | 204 | 11 KV SWAGAT NAGAR | 274122 | PAPER PLANT
18205547 | DLMS-LnT | 053 | TCPIP_DLMS | GSM | Feeder | 4579 | 205 | 11 KV HATTURE NAGER | 274122 | PAPER PLANT
17271163 | DLMS-LnT | 053 | TCPIP_DLMS | GSM | Feeder | 4579 | 403 | 33 KV KIRLOSKAR | 274122 | PAPER PLANT
00308444 | DLMS-HPL | 076 | TCPIP_DLMS | GSM | Feeder | 4579 | 202 | 11 KV VIMANTAL | 274068 | JULE SOLAPUR
00308502 | DLMS-HPL | 076 | TCPIP_DLMS | GSM | Feeder | 4579 | 201 | 11 KV MANTRI CHANDAK | 274068 | JULE SOLAPUR
00310474 | DLMS-HPL | 076 | TCPIP_DLMS | GSM | Feeder | 4579 | 207 | 11KV WATER SUPPLY | 274068 | JULE SOLAPUR
08023329 | DLMS-Genus | 065 | TCPIP_DLMS | GSM | Feeder | 4579 | 205 | 11 KV KUMATHA GAOTHAN | 274068 | JULE SOLAPUR
09205508 | LnT | 053 | TCPIP_LnT_9600 | GSM | Feeder | 4579 | 203 | 11KV POLYTECHNIC | 274003 | INDUSTRIAL ESTATE.
00310478 | DLMS-HPL | 076 | TCPIP_DLMS | GSM | Feeder | 4579 | 204 | 11 KV SHIVASHAI | 274068 | JULE SOLAPUR
12484400 | LnT | 053 | TCPIP_LnT_9600 | GSM | Feeder | 4579 | 201 | 11 KV FURDE | 274184 | 33/11 KV I.T.I SUB STATION
12484541 | LnT | 053 | TCPIP_LnT_9600 | GSM | Feeder | 4579 | 202 | 11 KV INDIRA NAGAR | 274184 | 33/11 KV I.T.I SUB STATION
12484505 | LnT | 053 | TCPIP_LnT_9600 | GSM | Feeder | 4579 | 203 | 11 KV VIJAPUR NAKA | 274184 | 33/11 KV I.T.I SUB STATION
12484470 | LnT | 053 | TCPIP_LnT_9600 | GSM | Feeder | 4579 | 205 | 11 KV RAMLING NAGAR | 274184 | 33/11 KV I.T.I SUB STATION
17103838 | LnT | 053 | TCPIP_LnT_9600 | GSM | Feeder | 4579 | 212 | 11KV NTPC SMC | 274068 | JULE SOLAPUR
17272201 | DLMS-LnT | 053 | TCPIP_DLMS | GSM | Feeder | 4579 | 208 | 11 KV SHANTIVAN | 274068 | JULE SOLAPUR
12484453 | LnT | 053 | TCPIP_LnT_9600 | GSM | Feeder | 4579 | 204 | 11 KV ITI | 274184 | 33/11 KV I.T.I SUB STATION
09205440 | LnT | 053 | TCPIP_LnT_9600 | GSM | Feeder | 4579 | 209 | 11KV MITRAGOTRI | 274003 | INDUSTRIAL ESTATE.
09205592 | LnT | 053 | TCPIP_LnT_9600 | GSM | Feeder | 4579 | 207 | 11 KV ESTATE-1 | 274003 | INDUSTRIAL ESTATE.
00308508 | DLMS-HPL | 076 | TCPIP_DLMS | GSM | Feeder | 4579 | 201 | 11 KV SHANTI NAGAR | 274122 | PAPER PLANT
00310471 | DLMS-HPL | 076 | TCPIP_DLMS | GSM | Feeder | 4579 | 203 | 11 KV SHIDDHESHWAR | 274122 | PAPER PLANT
10278029 | LnT | 053 | TCPIP_LnT_9600 | GSM | Feeder | 1155 | 202 | 11 KV Bhadvan Ag | 144063 | 33/11 KV AJARA
10278013 | LnT | 053 | TCPIP_LnT_9600 | GSM | Feeder | 1155 | 201 | 11 KV Devarde Vg. | 144107 | 33/11 KV Gavase
12022887 | LnT | 053 | TCPIP_LnT_9600 | GSM | Feeder | 1155 | 201 | 11 KV AJARA | 144063 | 33/11 KV AJARA
11533188 | LnT | 053 | TCPIP_LnT_9600 | GSM | Feeder | 1155 | 206 | 11 KV MIDC feeder | 144063 | 33/11 KV AJARA
10280733 | LnT | 053 | TCPIP_LnT_9600 | GSM | Feeder | 1155 | 203 | POLGAON AG | 144063 | 33/11 KV AJARA
10280403 | LnT | 053 | TCPIP_LnT_9600 | GSM | Feeder | 1155 | 207 | 11 KV Bhadvan Vg | 144063 | 33/11 KV AJARA
10278093 | LnT | 053 | TCPIP_LnT_9600 | GSM | Feeder | 1155 | 203 | 11 kv Kolindre Ag. | 144087 | 33/11 Maligre
10277896 | LnT | 053 | TCPIP_LnT_9600 | GSM | Feeder | 1155 | 202 | 11 KV Velvatti Ag. | 144107 | 33/11 KV Gavase
10278106 | LnT | 053 | TCPIP_LnT_9600 | GSM | Feeder | 1155 | 202 | 11KV Sarambalwadi Ag. | 144087 | 33/11 Maligre
10278057 | LnT | 053 | TCPIP_LnT_9600 | GSM | Feeder | 1155 | 201 | 11 KV Kanoli Vg. | 144087 | 33/11 Maligre
19645743 | DLMS-LnT | 053 | TCPIP_DLMS | GSM | Feeder | 1155 | 205 | 11 KV WATANGI VG | 144063 | 33/11 KV AJARA
17128965 | LnT | 053 | TCPIP_LnT_9600 | GSM | Feeder | 1155 | 204 | 11 KV Watangi Ag | 144063 | 33/11 KV AJARA
19858984 | DLMS-LnT | 053 | TCPIP_DLMS | GSM | Feeder | 1155 | 203 | MAHAGOND AG | 144084 | 33/11 KV Uttur
X2103676 | DLMS-Secure | 055 | TCPIP_DLMS | GSM | Feeder | 1155 | 201 | 11KV UtturVg. | 144084 | 33/11 KV Uttur
X2103691 | DLMS-Secure | 055 | TCPIP_DLMS | GSM | Feeder | 1155 | 204 | 11KV ARDAL AG | 144084 | 33/11 KV Uttur
X2103725 | DLMS-Secure | 055 | TCPIP_DLMS | GSM | Feeder | 1155 | 202 | 11KV Bahirewadi Ag. | 144084 | 33/11 KV Uttur
12718812 | ElsterABT1800 | 057 | TCPIP_ElsterABT1800 | GSM | Feeder | 1155 | 406 | 33 KV CHITRI FEEDER Gen | 144063 | 33/11 KV AJARA
12023301 | LnT | 053 | TCPIP_LnT_9600 | GSM | Feeder | 1155 | 203 | 11 KV Kittawade Ag. | 144107 | 33/11 KV Gavase
07410022 | LnT | 053 | TCPIP_LNT | GSM | Feeder | 1147 | 204 | 11 KV KUDNOOR AG | 144059 | 33/11 KOWAD
15032568 | LnT | 053 | TCPIP_LnT_9600 | GSM | Feeder | 1147 | 210 | GAD AG | 144060 | 33/11 KV HALKARNI
11533200 | LnT | 053 | TCPIP_LnT_9600 | GSM | Feeder | 1147 | 205 | 11 KV KAGANI VG | 144059 | 33/11 KOWAD
11533324 | LnT | 053 | TCPIP_LnT_9600 | GSM | Feeder | 1147 | 203 | 11 KV KUDNOOR VG | 144059 | 33/11 KOWAD
13062976 | LnT | 053 | TCPIP_LnT_9600 | GSM | Feeder | 1147 | 208 | RAJGOLI AG | 144059 | 33/11 KOWAD
07410007 | LnT | 053 | TCPIP_LNT | GSM | Feeder | 1147 | 201 | 11 KV AMROLI | 144071 | 33/11 KV ADKUR
12022925 | LnT | 053 | TCPIP_LnT_9600 | GSM | Feeder | 1147 | 206 | 11 KV ADKUR AG | 144061 | 33/11 KV CHANDGAD
11533400 | LnT | 053 | TCPIP_LnT_9600 | GSM | Feeder | 1147 | 202 | 11 KV KURTANWADI VG | 144061 | 33/11 KV CHANDGAD
14017368 | LnT | 053 | TCPIP_LnT_9600 | GSM | Feeder | 1147 | 205 | SATAVANE AG | 144071 | 33/11 KV ADKUR
12022960 | LnT | 053 | TCPIP_LnT_9600 | GSM | Feeder | 1147 | 203 | 11 KV GAULWADI AG | 144060 | 33/11 KV HALKARNI
14089206 | LnT | 053 | TCPIP_LnT_9600 | GSM | Feeder | 1147 | 203 | MEGHA EXPRESS | 144098 | 33/11 KV Halkarni MIDC
13063032 | LnT | 053 | TCPIP_LnT_9600 | GSM | Feeder | 1147 | 209 | 11 KV KITWAD AG | 144059 | 33/11 KOWAD
10024937 | LnT | 053 | TCPIP_LnT_9600 | GSM | Feeder | 1147 | 201 | PARLE VG | 144099 | 33 /11 KV Parle Substation
MSE61406 | Secure | 055 | TCPIP_Secure | GSM | Feeder | 1147 | 202 | 11 KV HITECH | 144062 | 33/11 KV SHINOLI S/STN
MSE61407 | Secure | 055 | TCPIP_Secure | GSM | Feeder | 1147 | 201 | 11 KV VAIJANATH | 144062 | 33/11 KV SHINOLI S/STN
MSE61408 | Secure | 055 | TCPIP_Secure | GSM | Feeder | 1147 | 204 | 11 KV AQUA | 144062 | 33/11 KV SHINOLI S/STN
15107704 | LnT | 053 | TCPIP_LnT_9600 | GSM | Feeder | 1147 | 203 | 11 KV LAKKIKATE AG | 144117 | 33/11 KV Mangaon
15107767 | LnT | 053 | TCPIP_LnT_9600 | GSM | Feeder | 1147 | 202 | 11 KV VARGAO AG | 144117 | 33/11 KV Mangaon
10024839 | LnT | 053 | TCPIP_LnT_9600 | GSM | Feeder | 1147 | 203 | PATANE AG | 144099 | 33 /11 KV Parle Substation
15067103 | LnT | 053 | TCPIP_LnT_9600 | GSM | Feeder | 1147 | 204 | 11 KV JANGAMHATTI AG | 144098 | 33/11 KV Halkarni MIDC
10278009 | LnT | 053 | TCPIP_LnT_9600 | GSM | Feeder | 1147 | 206 | 11 KV GAULWADI VG | 144060 | 33/11 KV HALKARNI
15104200 | LnT | 053 | TCPIP_LnT_9600 | GSM | Feeder | 1147 | 205 | 11 KV MURKUTEWADI AG | 144098 | 33/11 KV Halkarni MIDC
00575411 | DLMS-HPL | 076 | TCPIP_DLMS | GSM | Feeder | 1147 | 205 | 11 KV SHINOLI MSKVY | 144062 | 33/11 KV SHINOLI S/STN
X2103593 | DLMS-Secure | 055 | TCPIP_DLMS | GSM | Feeder | 1147 | 204 | 11 KV THAAMRPARNI EXPRESS FEEDER | 144134 | 33/11 KV RAJGOLI SUBSTATION
15032607 | LnT | 053 | TCPIP_DLMS | GSM | Feeder | 1147 | 206 | 11 KV HALKARNI MIDC FEEDER | 144098 | 33/11 KV Halkarni MIDC
07355709 | LnT | 053 | TCPIP_LNT | GSM | Feeder | 1147 | 201 | 11 KV ADKUR VG | 144061 | 33/11 KV CHANDGAD
10278046 | LnT | 053 | TCPIP_LnT_9600 | GSM | Feeder | 1147 | 208 | 11 KV SHIVANAGE AG | 144060 | 33/11 KV HALKARNI
06676774 | LnT | 053 | TCPIP_LNT | GSM | Feeder | 1147 | 201 | 11 KV KOWAD VG | 144059 | 33/11 KOWAD
X1256845 | DLMS-Secure | 055 | TCPIP_DLMS | GSM | Feeder | 1147 | 202 | 11 KV KAGANI AG | 144059 | 33/11 KOWAD
MSP52748 | DLMS-Secure | 055 | TCPIP_DLMS | GSM | Feeder | 1147 | 202 | 11 KV BONJURDI | 144071 | 33/11 KV ADKUR
17271006 | DLMS-LnT | 053 | TCPIP_DLMS | GSM | Feeder | 1147 | 407 | 33 KV KEMPLAST | 148016 | 220 KV HALKARNI SUBSTATION
04580796 | DLMS-Genus | 065 | TCPIP_DLMS | GSM | Feeder | 1147 | 201 | 11 KV RAJGOLI VG | 144134 | 33/11 KV RAJGOLI SUBSTATION
04582599 | DLMS-Genus | 065 | TCPIP_DLMS | GSM | Feeder | 1147 | 202 | 11 KV GANESHWADI VG | 144134 | 33/11 KV RAJGOLI SUBSTATION
04582729 | DLMS-Genus | 065 | TCPIP_DLMS | GSM | Feeder | 1147 | 203 | 11 KV KAMEWADI AG | 144134 | 33/11 KV RAJGOLI SUBSTATION
14763491 | DLMS-LnT | 053 | TCPIP_DLMS | GSM | Feeder | 1147 | 204 | 11 KV HAMBIRE AG | 144061 | 33/11 KV CHANDGAD
17271007 | DLMS-LnT | 053 | TCPIP_DLMS | GSM | Feeder | 1147 | 401 | AQUA | 148016 | 220 KV HALKARNI SUBSTATION
17224057 | DLMS-LnT | 053 | TCPIP_DLMS | GSM | Feeder | 1147 | 204 | ADKUR VILLAGE | 144071 | 33/11 KV ADKUR
17272073 | DLMS-LnT | 053 | TCPIP_DLMS | GSM | Feeder | 1147 | 205 | 11 KV BELEBHAT MIX | 144060 | 33/11 KV HALKARNI
17272077 | DLMS-LnT | 053 | TCPIP_DLMS | GSM | Feeder | 1147 | 202 | BIJUR AG | 144080 | 33/11 KV Kanoor Sub Station
17272074 | DLMS-LnT | 053 | TCPIP_DLMS | GSM | Feeder | 1147 | 201 | 11 KV TUDIYE VG | 144120 | 33/11 KV Tudiye
X0400410 | DLMS-Secure | 055 | TCPIP_DLMS | GSM | Feeder | 1147 | 203 | PUNDRA AG | 144080 | 33/11 KV Kanoor Sub Station
MSP52721 | DLMS-Secure | 055 | TCPIP_DLMS | GSM | Feeder | 1147 | 203 | 11 KV KUMARI AG FEEDER | 144071 | 33/11 KV ADKUR
X0400408 | DLMS-Secure | 055 | TCPIP_DLMS | GSM | Feeder | 1147 | 201 | 11 KV KURANI VILLAGE | 144080 | 33/11 KV Kanoor Sub Station
X0403226 | DLMS-Secure | 055 | TCPIP_DLMS | GSM | Feeder | 1147 | 203 | 11 KV ANGOLKAR | 144062 | 33/11 KV SHINOLI S/STN
17272075 | DLMS-LnT | 053 | TCPIP_DLMS | GSM | Feeder | 1147 | 208 | 11 KV CHANDGAD | 144061 | 33/11 KV CHANDGAD
17272076 | DLMS-LnT | 053 | TCPIP_DLMS | GSM | Feeder | 1147 | 203 | 11 KV HERE VG | 144061 | 33/11 KV CHANDGAD
14763488 | DLMS-LnT | 053 | TCPIP_DLMS | GSM | Feeder | 1147 | 203 | 11 KV HAJGOLI MIX | 144120 | 33/11 KV Tudiye
16068061 | DLMS-LnT | 053 | TCPIP_DLMS | GSM | Feeder | 1147 | 209 | 11 KV BELEBHAT AG | 144060 | 33/11 KV HALKARNI
11115425 | LnT | 053 | TCPIP_LnT_9600 | GSM | Feeder | 1147 | 205 | 11 KV KURATNWADI AG | 144061 | 33/11 KV CHANDGAD
15086504 | LnT | 053 | TCPIP_LnT_9600 | GSM | Feeder | 1147 | 201 | 11 KV MANGAO VG | 144117 | 33/11 KV Mangaon
02872605 | ElsterABT1800 | 057 | TCPIP_ElsterABT1800 | GSM | Feeder | 1147 | 401 | 33 KV PHATAKWADI | 144080 | 33/11 KV Kanoor Sub Station
MSB61853 | Secure | 055 | TCPIP_Secure | GSM | Feeder | 1147 | 202 | 11 KV SHINOLI EX. | 144060 | 33/11 KV HALKARNI
13062857 | LnT | 053 | TCPIP_LnT_9600 | GSM | Feeder | 1147 | 206 | 11 KV HEMRUS | 144059 | 33/11 KOWAD
MSB06239 | Secure | 055 | TCPIP_Secure | GSM | Feeder | 1147 | 202 | 11 KV TURKEWADI VG | 144098 | 33/11 KV Halkarni MIDC
06676771 | LnT | 053 | TCPIP_LNT | GSM | Feeder | 1147 | 207 | NRUSINHWADI AG | 144059 | 33/11 KOWAD
07410023 | LnT | 053 | TCPIP_LNT | GSM | Feeder | 1147 | 202 | HERE AG | 144099 | 33 /11 KV Parle Substation
MSB08299 | Secure | 055 | TCPIP_Secure | GSM | Feeder | 1121 | 203 | 11 KV BADYACHIWADI VG FEEDER | 144075 | 33/11 KV MIDC Sub-Station
17094202 | DLMS-LnT | 053 | TCPIP_DLMS | GSM | Feeder | 1121 | 204 | 11KV Hirnyakeshi Industrial Express | 144096 | 33/11KV Hebbal (K Nool)
05163585 | DLMS-HPL | 076 | TCPIP_DLMS | GSM | Feeder | 1121 | 201 | 11 KV MIDC | 144075 | 33/11 KV MIDC Sub-Station
05163586 | DLMS-HPL | 076 | TCPIP_DLMS | GSM | Feeder | 1121 | 203 | HASURCHAMPU AG | 144096 | 33/11KV Hebbal (K Nool)
12627351 | DLMS-LnT | 053 | TCPIP_DLMS | GSM | Feeder | 1121 | 201 | 11 KV NILAJI GAOTHAN FEEDER | 144096 | 33/11KV Hebbal (K Nool)
05036570 | DLMS-HPL | 076 | TCPIP_DLMS | GSM | Feeder | 1121 | 207 | 11 KV WATERWORKS | 144056 | 33/11 KV GADHINGLAJ
07410032 | LnT | 053 | TCPIP_LNT | GSM | Feeder | 1121 | 203 | Chennikuppi Ag | 144089 | 33/11KV Bhadgaon s/stn
06599472 | LnT | 053 | TCPIP_LNT | GSM | Feeder | 1121 | 202 | Bhadgaon Ag | 144089 | 33/11KV Bhadgaon s/stn
07410020 | LnT | 053 | TCPIP_LNT | GSM | Feeder | 1121 | 203 | 11 KV Ainapur Ag | 144069 | 33/11 KV KAULAGE
13062940 | LnT | 053 | TCPIP_LnT_9600 | GSM | Feeder | 1121 | 205 | 11 KV JARALI AG | 144089 | 33/11KV Bhadgaon s/stn
17272078 | DLMS-LnT | 053 | TCPIP_DLMS | GSM | Feeder | 1121 | 210 | 11 KV Uttur VG | 144056 | 33/11 KV GADHINGLAJ
17224054 | DLMS-LnT | 053 | TCPIP_DLMS | GSM | Feeder | 1121 | 206 | 11 KV SAMARTHNAGAR VG | 144089 | 33/11KV Bhadgaon s/stn
17272080 | DLMS-LnT | 053 | TCPIP_DLMS | GSM | Feeder | 1121 | 201 | 11 KV GADHINGLAJ | 144056 | 33/11 KV GADHINGLAJ
X1097149 | DLMS-Secure | 055 | TCPIP_DLMS | GSM | Feeder | 1121 | 202 | SHENDRI AG | 144075 | 33/11 KV MIDC Sub-Station
X1097151 | DLMS-Secure | 055 | TCPIP_Secure | GSM | Feeder | 1121 | 204 | 11 KV Uttur Ag | 144056 | 33/11 KV GADHINGLAJ
X1084181 | DLMS-Secure | 055 | TCPIP_Secure | GSM | Feeder | 1121 | 205 | 11 KV Nool Ag | 144056 | 33/11 KV GADHINGLAJ
17068122 | DLMS-LnT | 053 | TCPIP_LnT_9600 | GSM | Feeder | 1121 | 211 | 11KV Belbag | 144056 | 33/11 KV GADHINGLAJ
17086786 | DLMS-LnT | 053 | TCPIP_DLMS | GSM | Feeder | 1121 | 202 | 11 KV Kaulage Ag | 144069 | 33/11 KV KAULAGE
X0402088 | DLMS-Secure | 055 | TCPIP_DLMS | GSM | Feeder | 1121 | 201 | 11 Kv Karambali Ag | 144069 | 33/11 KV KAULAGE
X0403241 | DLMS-Secure | 055 | TCPIP_DLMS | GSM | Feeder | 1121 | 204 | 11 KV HIRALGE(KARMBALI) VG | 144069 | 33/11 KV KAULAGE
X2103706 | DLMS-Secure | 055 | TCPIP_DLMS | GSM | Feeder | 1121 | 202 | HITANI AG | 144096 | 33/11KV Hebbal (K Nool)
11115440 | LnT | 053 | TCPIP_LnT_9600 | GSM | Feeder | 1121 | 205 | KCL | 144069 | 33/11 KV KAULAGE
X2103694 | DLMS-Secure | 055 | TCPIP_DLMS | GSM | Feeder | 1121 | 206 | 11KV DUNDAGE AG | 144096 | 33/11KV Hebbal (K Nool)
X2103688 | DLMS-Secure | 055 | TCPIP_DLMS | GSM | Feeder | 1121 | 205 | 11KV MUTNAL AG | 144096 | 33/11KV Hebbal (K Nool)
13062969 | LnT | 053 | TCPIP_LnT_9600 | GSM | Feeder | 1121 | 204 | Guddai AG | 144089 | 33/11KV Bhadgaon s/stn
13062990 | LnT | 053 | TCPIP_LnT_9600 | GSM | Feeder | 1121 | 201 | Nool Gaothan | 144089 | 33/11KV Bhadgaon s/stn
07409982 | LnT | 053 | TCPIP_LNT | GSM | Feeder | 1139 | 204 | 11 KV HALKARNI VG | 144057 | 33/11 KV HALKARNI
11533261 | LnT | 053 | TCPIP_LnT_9600 | GSM | Feeder | 1139 | 202 | 11 KV HIDUGGI AG | 144057 | 33/11 KV HALKARNI
07410011 | LnT | 053 | TCPIP_LNT | GSM | Feeder | 1139 | 206 | 11 KV NAGNOOR VG | 144057 | 33/11 KV HALKARNI
07410013 | LnT | 053 | TCPIP_LNT | GSM | Feeder | 1139 | 204 | 11 KV TALEWADI GAOTHAN | 144058 | 33/11 KV NESARI
15107720 | LnT | 053 | TCPIP_LnT_9600 | GSM | Feeder | 1139 | 201 | 11 KV HADALGE AG | 144058 | 33/11 KV NESARI
14046356 | LnT | 053 | TCPIP_LnT_9600 | GSM | Feeder | 1139 | 202 | KADALAGE GAOTHAN | 144112 | 33/11 KV NANGNUR
14676183 | DLMS-LnT | 053 | TCPIP_DLMS | GSM | Feeder | 1139 | 203 | 11 KV MAHAGAON AG | 144068 | 33/11 KV MAHAGAON
14046355 | LnT | 053 | TCPIP_LnT_9600 | GSM | Feeder | 1139 | 201 | 11 KV ARALGUNDI AG | 144112 | 33/11 KV NANGNUR
11533302 | LnT | 053 | TCPIP_LnT_9600 | GSM | Feeder | 1139 | 202 | 11 KV KANDEWDI AG | 144058 | 33/11 KV NESARI
11533232 | LnT | 053 | TCPIP_LnT_9600 | GSM | Feeder | 1139 | 205 | 11 KV NESARI GAOTHAN | 144058 | 33/11 KV NESARI
11533205 | LnT | 053 | TCPIP_LnT_9600 | GSM | Feeder | 1139 | 203 | 11 KV BATKANANGALE AG | 144058 | 33/11 KV NESARI
07409981 | LnT | 053 | TCPIP_LNT | GSM | Feeder | 1139 | 201 | 11 KV HALKARNI AG | 144057 | 33/11 KV HALKARNI
00567077 | DLMS-HPL | 076 | TCPIP_DLMS | GSM | Feeder | 1139 | 205 | 11 KV NADIGHAT AG FEEDER | 144068 | 33/11 KV MAHAGAON
14763493 | DLMS-LnT | 053 | TCPIP_DLMS | GSM | Feeder | 1139 | 201 | 11 KV MAHAGAON GAOTHAN | 144068 | 33/11 KV MAHAGAON
17086311 | DLMS-LnT | 053 | TCPIP_DLMS | GSM | Feeder | 1139 | 206 | 11 KV HARALI AG | 144068 | 33/11 KV MAHAGAON
17086354 | DLMS-LnT | 053 | TCPIP_DLMS | GSM | Feeder | 1139 | 202 | 11 KV SULE AG FEEDER | 144068 | 33/11 KV MAHAGAON
02868957 | ElsterABT1800 | 057 | TCPIP_ElsterABT1800 | GSM | Feeder | 1139 | 207 | 11 KV HALKARNI MSKVY | 144057 | 33/11 KV HALKARNI
14046424 | LnT | 053 | TCPIP_LnT_9600 | GSM | Feeder | 1139 | 203 | KHANDAL AG. | 144112 | 33/11 KV NANGNUR
07410010 | LnT | 053 | TCPIP_LNT | GSM | Feeder | 1139 | 203 | 11 KV NAGNOOR AG | 144057 | 33/11 KV HALKARNI
07409990 | LnT | 053 | TCPIP_LNT | GSM | Feeder | 1139 | 205 | 11 KV HIDDUGGI VG | 144057 | 33/11 KV HALKARNI
18086649 | DLMS-LnT | 053 | TCPIP_DLMS | GSM | Feeder | 9121 | 203 | 11 KV LAT KISAN VAHINI | 144116 | 33/11 KV ABDUL LAT
X1251887 | DLMS-Secure | 055 | TCPIP_DLMS | GSM | Feeder | 9121 | 207 | 11KV MARUTI NEW FEEDER | 144053 | 33/11 KV TILAWANI
13073414 | LnT | 053 | TCPIP_LnT_9600 | GSM | Feeder | 9121 | 207 | 11 KV LAXMI AG. (SAJANI) | 144054 | 33/11KV Mangaon
12484533 | LnT | 053 | TCPIP_LnT_9600 | GSM | Feeder | 9121 | 204 | RUI AG | 144054 | 33/11KV Mangaon
04580750 | DLMS-Genus | 065 | TCPIP_DLMS | GSM | Feeder | 9121 | 401 | 33 KV LIE Industrial No 1 | 144053 | 33/11 KV TILAWANI
13070612 | LnT | 053 | TCPIP_LnT_9600 | GSM | Feeder | 9121 | 206 | 11 KV MANGAON AG | 144054 | 33/11KV Mangaon
12484450 | LnT | 053 | TCPIP_LnT_9600 | GSM | Feeder | 9121 | 203 | 11 KV SARITA POLYMER | 144108 | 33/11 KV PARVATI INDUSTRIAL ESTATE
12484526 | LnT | 053 | TCPIP_LnT_9600 | GSM | Feeder | 9121 | 201 | 11KV TELEPHONE EXCHANGE | 144108 | 33/11 KV PARVATI INDUSTRIAL ESTATE
13070621 | LnT | 053 | TCPIP_LnT_9600 | GSM | Feeder | 9121 | 205 | MANGAON | 144054 | 33/11KV Mangaon
19645732 | DLMS-LnT | 053 | TCPIP_DLMS | GSM | Feeder | 9121 | 204 | 11 KV AUTOLINE | 144053 | 33/11 KV TILAWANI
12627655 | DLMS-LnT | 053 | TCPIP_DLMS | GSM | Feeder | 9121 | 202 | 11 KV BIRDEV | 144072 | 33/11 KV CHANDUR
12007381 | LnT | 053 | TCPIP_LnT_9600 | GSM | Feeder | 9121 | 402 | SUNIL INDUSTRIES | 144052 | 33/11 KV YADRAV
12627278 | DLMS-LnT | 053 | TCPIP_DLMS | GSM | Feeder | 9121 | 203 | SHIRADWAD FEEDER | 144055 | 33/11 KV SHIRADWAD
13045264 | LnT | 053 | TCPIP_LnT_9600 | GSM | Feeder | 9121 | 209 | 11 KV JAIHIND FEEDER | 144072 | 33/11 KV CHANDUR
12022866 | LnT | 053 | TCPIP_LnT_9600 | GSM | Feeder | 9121 | 207 | 11 KV SONAR MALI AG | 144072 | 33/11 KV CHANDUR
13045254 | LnT | 053 | TCPIP_LnT_9600 | GSM | Feeder | 9121 | 208 | 11 KV MAULI FEEDER | 144072 | 33/11 KV CHANDUR
12484697 | LnT | 053 | TCPIP_LnT_9600 | GSM | Feeder | 9121 | 202 | 11 KV KHOTWADI | 144108 | 33/11 KV PARVATI INDUSTRIAL ESTATE
12022798 | LnT | 053 | TCPIP_LnT_9600 | GSM | Feeder | 9121 | 204 | 11 KV JALSWARAJ FEEDER | 144072 | 33/11 KV CHANDUR
13062913 | LnT | 053 | TCPIP_LnT_9600 | GSM | Feeder | 9121 | 203 | PANCHAGANGA | 144054 | 33/11KV Mangaon
03015605 | Genus | 065 | TCPIP_Genus | GSM | Feeder | 9121 | 203 | ARUNDATHI | 144052 | 33/11 KV YADRAV
12484325 | LnT | 053 | TCPIP_LnT_9600 | GSM | Feeder | 9121 | 202 | SOOT GIRNI FEEDER | 144054 | 33/11KV Mangaon
12628644 | DLMS-LnT | 053 | TCPIP_DLMS | GSM | Feeder | 9121 | 402 | I-CO SPIN FEEDER | 144055 | 33/11 KV SHIRADWAD
11533214 | LnT | 053 | TCPIP_LnT_9600 | GSM | Feeder | 9121 | 206 | 11 KV SATYARAJ FEEDER | 144116 | 33/11 KV ABDUL LAT
14763558 | DLMS-LnT | 053 | TCPIP_DLMS | GSM | Feeder | 9121 | 205 | 11KV KOROCHI VG | 144053 | 33/11 KV TILAWANI
17087901 | DLMS-LnT | 053 | TCPIP_DLMS | GSM | Feeder | 9121 | 202 | 11KV GANPATI MANDIR AG | 144055 | 33/11 KV SHIRADWAD
17094271 | DLMS-LnT | 053 | TCPIP_DLMS | GSM | Feeder | 9121 | 203 | 11 KV INDUSTRIAL | 144072 | 33/11 KV CHANDUR
17271060 | DLMS-LnT | 053 | TCPIP_DLMS | GSM | Feeder | 9121 | 402 | 33 KV LIE INDUSTRIAL NO 2 | 144053 | 33/11 KV TILAWANI
X1084197 | DLMS-Secure | 055 | TCPIP_DLMS | GSM | Feeder | 9121 | 204 | ABDUL LAT AG FEEDER | 144055 | 33/11 KV SHIRADWAD
03015603 | Genus | 065 | TCPIP_Genus | GSM | Feeder | 9121 | 201 | YADRAV | 144052 | 33/11 KV YADRAV
13070653 | LnT | 053 | TCPIP_LnT_9600 | GSM | Feeder | 9121 | 201 | SAJANI FEEDER | 144054 | 33/11KV Mangaon
12484407 | LnT | 053 | TCPIP_LnT_9600 | GSM | Feeder | 9121 | 208 | 11 KV GOMTESH VG | 144054 | 33/11KV Mangaon
14675781 | DLMS-LnT | 053 | TCPIP_DLMS | GSM | Feeder | 9121 | 703 | 33 KV MAIN VCB | 144055 | 33/11 KV SHIRADWAD
12484455 | LnT | 053 | TCPIP_LnT_9600 | GSM | Feeder | 9121 | 206 | 11 KV TILWANI RAJMARG FEEDER | 144053 | 33/11 KV TILAWANI
14675808 | DLMS-LnT | 053 | TCPIP_DLMS | GSM | Feeder | 9121 | 406 | 33 KV TILAVANI INDUSTRIAL FEEDER | 148015 | 220 KV TILAWANI
14763559 | DLMS-LnT | 053 | TCPIP_DLMS | GSM | Feeder | 9121 | 202 | MANIK | 144053 | 33/11 KV TILAWANI
17272127 | DLMS-LnT | 053 | TCPIP_DLMS | GSM | Feeder | 9121 | 201 | LAXMI | 144053 | 33/11 KV TILAWANI
17272126 | DLMS-LnT | 053 | TCPIP_DLMS | GSM | Feeder | 9121 | 205 | PADMAJA FEEDER | 144052 | 33/11 KV YADRAV
X0400402 | DLMS-Secure | 055 | TCPIP_DLMS | GSM | Feeder | 9121 | 204 | 11 KV GANGOBA MANDIR GOVTHAN | 144116 | 33/11 KV ABDUL LAT
X0400404 | DLMS-Secure | 055 | TCPIP_DLMS | GSM | Feeder | 9121 | 207 | 11 KV MANAPASANT | 144108 | 33/11 KV PARVATI INDUSTRIAL ESTATE
X0400401 | DLMS-Secure | 055 | TCPIP_DLMS | GSM | Feeder | 9121 | 202 | 11 KV ABDUL LAT GOVTHAN | 144116 | 33/11 KV ABDUL LAT
X0400400 | DLMS-Secure | 055 | TCPIP_DLMS | GSM | Feeder | 9121 | 206 | 11 KV SARADA FEEDER | 144108 | 33/11 KV PARVATI INDUSTRIAL ESTATE
12627282 | DLMS-LnT | 053 | TCPIP_DLMS | GSM | Feeder | 9121 | 203 | 11 KV KOROCHI AG | 144053 | 33/11 KV TILAWANI
12627657 | DLMS-LnT | 053 | TCPIP_DLMS | GSM | Feeder | 9121 | 206 | 11 KV ABHAR PHATA INDUSTRIAL | 144072 | 33/11 KV CHANDUR
12627654 | DLMS-LnT | 053 | TCPIP_DLMS | GSM | Feeder | 9121 | 205 | CHANDUR AG | 144072 | 33/11 KV CHANDUR
12627612 | DLMS-LnT | 053 | TCPIP_DLMS | GSM | Feeder | 9121 | 207 | TARDAL AG | 144052 | 33/11 KV YADRAV
12628191 | DLMS-LnT | 053 | TCPIP_DLMS | GSM | Feeder | 9121 | 204 | RENUKANAGAR | 144108 | 33/11 KV PARVATI INDUSTRIAL ESTATE
17271059 | DLMS-LnT | 053 | TCPIP_DLMS | GSM | Feeder | 9121 | 401 | 33 KV MANGAON INDUSTRIAL | 144054 | 33/11KV Mangaon
12627281 | DLMS-LnT | 053 | TCPIP_DLMS | GSM | Feeder | 9121 | 205 | 11 KV LATWAD GAOTHAN | 144055 | 33/11 KV SHIRADWAD
12627279 | DLMS-LnT | 053 | TCPIP_DLMS | GSM | Feeder | 9121 | 201 | PUJARI MALA AG FEEDER | 144055 | 33/11 KV SHIRADWAD
12628192 | DLMS-LnT | 053 | TCPIP_DLMS | GSM | Feeder | 9121 | 205 | 11 KV Sanmati Vg Feeder | 144108 | 33/11 KV PARVATI INDUSTRIAL ESTATE
12627611 | DLMS-LnT | 053 | TCPIP_DLMS | GSM | Feeder | 9121 | 206 | 11 KV YADRAV AG | 144052 | 33/11 KV YADRAV
12627280 | DLMS-LnT | 053 | TCPIP_DLMS | GSM | Feeder | 9121 | 206 | 11 KV SOCIETY FEEDER | 144055 | 33/11 KV SHIRADWAD
12627656 | DLMS-LnT | 053 | TCPIP_DLMS | GSM | Feeder | 9121 | 201 | 11 KV SAHARANAGAR | 144072 | 33/11 KV CHANDUR
X0036480 | DLMS-Secure | 055 | TCPIP_DLMS | GSM | Feeder | 9121 | 205 | 11 KV INDIRA NAGAR GOVTHAN | 144116 | 33/11 KV ABDUL LAT
17271011 | DLMS-LnT | 053 | TCPIP_DLMS | GSM | Feeder | 9121 | 401 | 33KV OLD LAXMI | 148015 | 220 KV TILAWANI
X0398894 | DLMS-Secure | 055 | TCPIP_DLMS | GSM | Feeder | 9121 | 408 | PRIDE INDIA | 148015 | 220 KV TILAWANI
X0398895 | DLMS-Secure | 055 | TCPIP_DLMS | GSM | Feeder | 9121 | 406 | 33 KV INDUSTRIAL FEEDER | 144114 | 33/33 KV LAXMI SWITCHING STATION
03015608 | Genus | 065 | TCPIP_Genus | GSM | Feeder | 9121 | 204 | SPM | 144052 | 33/11 KV YADRAV
03015633 | Genus | 065 | TCPIP_Genus | GSM | Feeder | 4710 | 201 | TAMBE MAL | 144048 | 33/11 KV Awade mala S/S
MSB59693 | Secure | 055 | TCPIP_Secure | GSM | Feeder | 4710 | 704 | 33 KV Main VCB TILAWANI | 144048 | 33/11 KV Awade mala S/S
03015634 | Genus | 065 | TCPIP_Genus | GSM | Feeder | 4710 | 202 | UTTAM | 144048 | 33/11 KV Awade mala S/S
15066338 | DLMS-LnT | 053 | TCPIP_DLMS | GSM | Feeder | 4710 | 203 | 11KV OLD GANDHI CAMP | 144126 | 33/11KV GIS ICHALKARANJI
16068022 | DLMS-LnT | 053 | TCPIP_DLMS | GSM | Feeder | 4710 | 205 | 11KV FILTER HOUSE | 144126 | 33/11KV GIS ICHALKARANJI
03015637 | Genus | 065 | TCPIP_Genus | GSM | Feeder | 4710 | 205 | DKTE | 144048 | 33/11 KV Awade mala S/S
03015638 | Genus | 065 | TCPIP_Genus | GSM | Feeder | 4710 | 207 | 11 KV RAMNAGAR | 144048 | 33/11 KV Awade mala S/S
03015632 | Genus | 065 | TCPIP_Genus | GSM | Feeder | 4710 | 203 | 11 KV CHANDUR ROAD FEEDER | 144048 | 33/11 KV Awade mala S/S
11533355 | LnT | 053 | TCPIP_LnT_9600 | GSM | Feeder | 4710 | 205 | BALIRAJA | 144047 | 33/11 KV AMRAI
MSE61479 | Secure | 055 | TCPIP_Secure | GSM | Feeder | 4710 | 201 | 11KV TAKWADE | 144047 | 33/11 KV AMRAI
14046256 | LnT | 053 | TCPIP_LnT_9600 | GSM | Feeder | 4710 | 208 | 11 KV KRISHI GANGA | 144048 | 33/11 KV Awade mala S/S
16068028 | DLMS-LnT | 053 | TCPIP_DLMS | GSM | Feeder | 4710 | 211 | NAIKMALA | 144048 | 33/11 KV Awade mala S/S
18086729 | DLMS-LnT | 053 | TCPIP_DLMS | GSM | Feeder | 4710 | 212 | MAHADEV NAGAR | 144048 | 33/11 KV Awade mala S/S
03015640 | Genus | 065 | TCPIP_Genus | GSM | Feeder | 4710 | 206 | GAON BHAG | 144048 | 33/11 KV Awade mala S/S
13080154 | DLMS-LnT | 053 | TCPIP_DLMS | GSM | Feeder | 4710 | 202 | 11 KV PATIL MALA | 144047 | 33/11 KV AMRAI
03015639 | Genus | 065 | TCPIP_Genus | GSM | Feeder | 4710 | 204 | WATER WORKS | 144048 | 33/11 KV Awade mala S/S
14763556 | DLMS-LnT | 053 | TCPIP_DLMS | GSM | Feeder | 4710 | 204 | 11 KV DRAINAJE FEEDER | 144047 | 33/11 KV AMRAI
18086734 | DLMS-LnT | 053 | TCPIP_DLMS | GSM | Feeder | 4710 | 206 | 11KV KUDACHE MALA | 144126 | 33/11KV GIS ICHALKARANJI
16068066 | DLMS-LnT | 053 | TCPIP_DLMS | GSM | Feeder | 4710 | 208 | 11KV HT EXPRESS | 144126 | 33/11KV GIS ICHALKARANJI
18086624 | DLMS-LnT | 053 | TCPIP_DLMS | GSM | Feeder | 4710 | 201 | 11KV MAIN ROAD | 144126 | 33/11KV GIS ICHALKARANJI
15066377 | DLMS-LnT | 053 | TCPIP_DLMS | GSM | Feeder | 4710 | 204 | 11KV SHAHU CORNER | 144126 | 33/11KV GIS ICHALKARANJI
16068027 | DLMS-LnT | 053 | TCPIP_DLMS | GSM | Feeder | 4710 | 207 | 11KV NIRAMAI FEEDER | 144126 | 33/11KV GIS ICHALKARANJI
X1097135 | DLMS-Secure | 055 | TCPIP_DLMS | GSM | Feeder | 4710 | 209 | JACKWELL | 144048 | 33/11 KV Awade mala S/S
18109300 | DLMS-LnT | 053 | TCPIP_DLMS | GSM | Feeder | 4710 | 202 | 11KV S.T. STAND | 144126 | 33/11KV GIS ICHALKARANJI
17272113 | DLMS-LnT | 053 | TCPIP_DLMS | GSM | Feeder | 4710 | 203 | 11 KV PARIJAAT FEEDER | 144047 | 33/11 KV AMRAI
X1083671 | DLMS-Secure | 055 | TCPIP_DLMS | GSM | Feeder | 4710 | 210 | AVENUE SUPER MARKET | 144048 | 33/11 KV Awade mala S/S
12022959 | LnT | 053 | TCPIP_LnT_9600 | GSM | Feeder | 4711 | 207 | 11 KV L1 FEEDER | 146003 | 110KV ICHALKARANJI
X0400405 | DLMS-Secure | 055 | TCPIP_DLMS | GSM | Feeder | 4711 | 204 | YASHWANT FEEDER | 144049 | 33/11 KV B S/S
11533323 | LnT | 053 | TCPIP_LnT_9600 | GSM | Feeder | 4711 | 207 | 11 K.V AMIT | 144050 | 33/11 KV SHAHPUR S/S
12023314 | LnT | 053 | TCPIP_LnT_9600 | GSM | Feeder | 4711 | 204 | 11 KV VITTHAL NAGAR | 146003 | 110KV ICHALKARANJI
X0036484 | DLMS-Secure | 055 | TCPIP_DLMS | GSM | Feeder | 4711 | 202 | 11KV PANCHAGANGA FEEDER | 144118 | 33/11 KV Korochi Sub Station
X0398897 | DLMS-Secure | 055 | TCPIP_DLMS | GSM | Feeder | 4711 | 411 | 33 KV MANAS FEEDER | 146003 | 110KV ICHALKARANJI
12022952 | LnT | 053 | TCPIP_LnT_9600 | GSM | Feeder | 4711 | 201 | TELEPHONE | 144049 | 33/11 KV B S/S
X2103707 | DLMS-Secure | 055 | TCPIP_DLMS | GSM | Feeder | 4711 | 204 | 11 KV Chavan | 144118 | 33/11 KV Korochi Sub Station
X2103551 | DLMS-Secure | 055 | TCPIP_DLMS | GSM | Feeder | 4711 | 202 | 11KV PANCHAGANGA FEEDER | 144118 | 33/11 KV Korochi Sub Station
04582698 | DLMS-Genus | 065 | TCPIP_DLMS | GSM | Feeder | 4711 | 211 | 11 KV INDUSTRIAL EXPRESS | 146003 | 110KV ICHALKARANJI
19858999 | DLMS-LnT | 053 | TCPIP_DLMS | GSM | Feeder | 4711 | 210 | 11 KV GANGA NAGAR | 146003 | 110KV ICHALKARANJI
X1097031 | DLMS-Secure | 055 | TCPIP_DLMS | GSM | Feeder | 4711 | 208 | 11KV L2 FEEDER | 146003 | 110KV ICHALKARANJI
19645756 | DLMS-LnT | 053 | TCPIP_DLMS | GSM | Feeder | 4711 | 209 | L-3 | 146003 | 110KV ICHALKARANJI
11533356 | LnT | 053 | TCPIP_LnT_9600 | GSM | Feeder | 4711 | 207 | CHANDUR KABNUR AG FEEDER | 144051 | 33/11 KV KABNOOR
13043188 | LnT | 053 | TCPIP_LnT_9600 | GSM | Feeder | 4711 | 202 | 11 KV PUJARIMALA | 144111 | 33/11 KV Hanumannagar
05039873 | DLMS-HPL | 076 | TCPIP_DLMS | GSM | Feeder | 4711 | 208 | 11 KV Dhuleshwar Nagar | 144051 | 33/11 KV KABNOOR
12022835 | LnT | 053 | TCPIP_LnT_9600 | GSM | Feeder | 4711 | 205 | IGM FEEDER | 144049 | 33/11 KV B S/S
12484448 | LnT | 053 | TCPIP_LnT_9600 | GSM | Feeder | 4711 | 210 | 11 KV New Supereme Feeder | 144050 | 33/11 KV SHAHPUR S/S
13043158 | LnT | 053 | TCPIP_LnT_9600 | GSM | Feeder | 4711 | 204 | 11 KV NEW COLLAGE FEEDER | 144111 | 33/11 KV Hanumannagar
13043128 | LnT | 053 | TCPIP_LnT_9600 | GSM | Feeder | 4711 | 203 | 11 KV SWAMI APPARTMENT | 144111 | 33/11 KV Hanumannagar
MPU06277 | Secure | 055 | TCPIP_Secure | GSM | Feeder | 4711 | 206 | 11 K.V BHAJI MARKET | 144049 | 33/11 KV B S/S
12629483 | DLMS-LnT | 053 | TCPIP_DLMS | GSM | Feeder | 4711 | 202 | 11KV SOOT GIRNI | 146003 | 110KV ICHALKARANJI
12627546 | DLMS-LnT | 053 | TCPIP_DLMS | GSM | Feeder | 4711 | 401 | 33 KV KABNOOR (METE&KSL) | 146003 | 110KV ICHALKARANJI
12022792 | LnT | 053 | TCPIP_LnT_9600 | GSM | Feeder | 4711 | 201 | 11 KV JANTA TEX. | 144050 | 33/11 KV SHAHPUR S/S
15017553 | LnT | 053 | TCPIP_LnT_9600 | GSM | Feeder | 4711 | 201 | 11 KV KABNOOR | 144051 | 33/11 KV KABNOOR
12022923 | LnT | 053 | TCPIP_LnT_9600 | GSM | Feeder | 4711 | 203 | 11 KV GANDHI CAMP | 144049 | 33/11 KV B S/S
13062937 | LnT | 053 | TCPIP_LnT_9600 | GSM | Feeder | 4711 | 203 | 11 KV COLLAGE FEEDER | 144051 | 33/11 KV KABNOOR
05039859 | DLMS-HPL | 076 | TCPIP_DLMS | GSM | Feeder | 4711 | 206 | 11KV WATER WORKS | 146003 | 110KV ICHALKARANJI
19858976 | DLMS-LnT | 053 | TCPIP_DLMS | GSM | Feeder | 4711 | 205 | 11KV JAWHARNAGAR | 146003 | 110KV ICHALKARANJI
MPU06282 | Secure | 055 | TCPIP_Secure | GSM | Feeder | 4711 | 207 | 11 KV BALAJI | 144049 | 33/11 KV B S/S
03015618 | Genus | 065 | TCPIP_Genus | GSM | Feeder | 4711 | 202 | CHANDUR | 144051 | 33/11 KV KABNOOR
03015614 | Genus | 065 | TCPIP_Genus | GSM | Feeder | 4711 | 204 | SPARE FEEDER | 144051 | 33/11 KV KABNOOR
12629484 | DLMS-LnT | 053 | TCPIP_DLMS | GSM | Feeder | 4711 | 203 | 11KV URBAN | 146003 | 110KV ICHALKARANJI
13043160 | LnT | 053 | TCPIP_LnT_9600 | GSM | Feeder | 4711 | 201 | 11 KV HANUMANNAGAR | 144111 | 33/11 KV Hanumannagar
12627470 | DLMS-LnT | 053 | TCPIP_DLMS | GSM | Feeder | 4711 | 205 | 11 KV RADHA KANHAIYA | 144050 | 33/11 KV SHAHPUR S/S
12627469 | DLMS-LnT | 053 | TCPIP_DLMS | GSM | Feeder | 4711 | 204 | 11 SHAHAPUR IND | 144050 | 33/11 KV SHAHPUR S/S
17272111 | DLMS-LnT | 053 | TCPIP_DLMS | GSM | Feeder | 4711 | 208 | 11 KV JIVESHWAR | 144049 | 33/11 KV B S/S
17271063 | DLMS-LnT | 053 | TCPIP_DLMS | GSM | Feeder | 4711 | 402 | 33 KV JAY GANGATARA | 144050 | 33/11 KV SHAHPUR S/S
12627471 | DLMS-LnT | 053 | TCPIP_DLMS | GSM | Feeder | 4711 | 202 | 11 KV DECCAN PROCESS | 144050 | 33/11 KV SHAHPUR S/S
12627472 | DLMS-LnT | 053 | TCPIP_DLMS | GSM | Feeder | 4711 | 208 | 11 K.V. TULJABHAVANI | 144050 | 33/11 KV SHAHPUR S/S
12627547 | DLMS-LnT | 053 | TCPIP_DLMS | GSM | Feeder | 4711 | 209 | 11 K.V YOGASHRAM | 144050 | 33/11 KV SHAHPUR S/S
12627218 | DLMS-LnT | 053 | TCPIP_DLMS | GSM | Feeder | 4711 | 206 | 11 KV TARDAL | 144050 | 33/11 KV SHAHPUR S/S
X0036479 | DLMS-Secure | 055 | TCPIP_DLMS | GSM | Feeder | 4711 | 201 | 11 KV Dhangarmal | 144118 | 33/11 KV Korochi Sub Station
X0036478 | DLMS-Secure | 055 | TCPIP_DLMS | GSM | Feeder | 4711 | 203 | 11 KV Ghorpade | 144118 | 33/11 KV Korochi Sub Station
X0036470 | DLMS-Secure | 055 | TCPIP_DLMS | GSM | Feeder | 4711 | 205 | 11 KV VIVEKANAND NAGAR | 144118 | 33/11 KV Korochi Sub Station
MSP54943 | DLMS-Secure | 055 | TCPIP_DLMS | GSM | Feeder | 4711 | 209 | 11 KV NIGHT COLLAGE FEEDER | 144049 | 33/11 KV B S/S
X0400406 | DLMS-Secure | 055 | TCPIP_DLMS | GSM | Feeder | 4711 | 202 | IND EST FEEDER | 144049 | 33/11 KV B S/S
17272108 | DLMS-LnT | 053 | TCPIP_DLMS | GSM | Feeder | 4711 | 205 | DATTA NAGAR | 144051 | 33/11 KV KABNOOR
15010273 | LnT | 053 | TCPIP_LnT_9600 | GSM | Feeder | 1163 | 208 | Laxminagar Vg | 144040 | 33/11 KV HATKANGALE
17272136 | DLMS-LnT | 053 | TCPIP_DLMS | GSM | Feeder | 1163 | 203 | 11 KV Hatkanangale Ag | 144113 | 33/11Kv Awade Park
14046298 | LnT | 053 | TCPIP_LnT_9600 | GSM | Feeder | 1163 | 203 | 11KV Kumbhoj Gaothan | 144041 | 33/11 KV KUMBHOJ S/STN (HTK)
14046340 | LnT | 053 | TCPIP_LnT_9600 | GSM | Feeder | 1163 | 201 | 11 kv Chokak Ag | 144039 | 33/11 KV CHOKAK S/STN
14763463 | DLMS-LnT | 053 | TCPIP_DLMS | GSM | Feeder | 1163 | 204 | 11 KV Ganeshnagar | 144113 | 33/11Kv Awade Park
14763483 | DLMS-LnT | 053 | TCPIP_DLMS | GSM | Feeder | 1163 | 204 | 11Kv Halondi Ag | 144039 | 33/11 KV CHOKAK S/STN
15073699 | DLMS-LnT | 053 | TCPIP_DLMS | GSM | Feeder | 1163 | 208 | Parshwanath LIS | 144041 | 33/11 KV KUMBHOJ S/STN (HTK)
17086336 | DLMS-LnT | 053 | TCPIP_DLMS | GSM | Feeder | 1163 | 205 | 11 KV KATP | 144113 | 33/11Kv Awade Park
16068024 | DLMS-LnT | 053 | TCPIP_DLMS | GSM | Feeder | 1163 | 201 | 11 KV Nimshirgaon AG | 144040 | 33/11 KV HATKANGALE
13546907 | DLMS-LnT | 053 | TCPIP_DLMS | GSM | Feeder | 1163 | 207 | 11KV Bahubali-Nej Vg | 144041 | 33/11 KV KUMBHOJ S/STN (HTK)
14763562 | DLMS-LnT | 053 | TCPIP_DLMS | GSM | Feeder | 1163 | 206 | 11 KV Kumbhoj AG | 144041 | 33/11 KV KUMBHOJ S/STN (HTK)
14763465 | DLMS-LnT | 053 | TCPIP_DLMS | GSM | Feeder | 1163 | 204 | 11 KV Bahubali Ag | 144041 | 33/11 KV KUMBHOJ S/STN (HTK)
15066385 | DLMS-LnT | 053 | TCPIP_DLMS | GSM | Feeder | 1163 | 205 | 11 KV Narande Ag | 144041 | 33/11 KV KUMBHOJ S/STN (HTK)
13547059 | DLMS-LnT | 053 | TCPIP_DLMS | GSM | Feeder | 1163 | 202 | 11KV Mudshingi Vg | 144039 | 33/11 KV CHOKAK S/STN
15066347 | DLMS-LnT | 053 | TCPIP_DLMS | GSM | Feeder | 1163 | 206 | Jathar Industrial | 144040 | 33/11 KV HATKANGALE
13547062 | DLMS-LnT | 053 | TCPIP_DLMS | GSM | Feeder | 1163 | 204 | 11 KV HATKANGLE | 144040 | 33/11 KV HATKANGALE
18086673 | DLMS-LnT | 053 | TCPIP_DLMS | GSM | Feeder | 1163 | 203 | 11 KV HERLE VG | 144039 | 33/11 KV CHOKAK S/STN
14763477 | DLMS-LnT | 053 | TCPIP_DLMS | GSM | Feeder | 1163 | 205 | 11Kv Rukadi Ag | 144039 | 33/11 KV CHOKAK S/STN
17223994 | DLMS-LnT | 053 | TCPIP_DLMS | GSM | Feeder | 1163 | 206 | TARDAL ROAD VG | 144113 | 33/11Kv Awade Park
MPU06281 | Secure | 055 | TCPIP_Secure | GSM | Feeder | 1163 | 203 | 11 Kv Atigre Vg | 144040 | 33/11 KV HATKANGALE
14763560 | DLMS-LnT | 053 | TCPIP_DLMS | GSM | Feeder | 1163 | 202 | 11 KV Alate AG | 144040 | 33/11 KV HATKANGALE
MPU06280 | Secure | 055 | TCPIP_Secure | GSM | Feeder | 1163 | 207 | 11KV ALATE VG | 144040 | 33/11 KV HATKANGALE
X1739825 | DLMS-Secure | 055 | TCPIP_DLMS | GSM | Feeder | 1163 | 209 | 11 KV KHUMBHOJ SOLAR MSKVY | 144041 | 33/11 KV KUMBHOJ S/STN (HTK)
XB412838 | DLMS-Secure | 055 | TCPIP_DLMS | GSM | Feeder | 1163 | 201 | Tamadalage VG | 144113 | 33/11Kv Awade Park
17272137 | DLMS-LnT | 053 | TCPIP_DLMS | GSM | Feeder | 1163 | 202 | Nimshirgaon Ag | 144113 | 33/11Kv Awade Park
16068055 | DLMS-LnT | 053 | TCPIP_DLMS | GSM | Feeder | 1163 | 201 | 11 KV Hingangaon Ag | 144041 | 33/11 KV KUMBHOJ S/STN (HTK)
03016543 | Genus | 065 | TCPIP_Genus | GSM | Feeder | 1171 | 210 | CHIPRI (HANUMAN)AG | 146005 | 110/33KV JSP
XC455123 | DLMS-Secure | 055 | TCPIP_DLMS | GSM | Feeder | 1171 | 205 | 11 KV KONDIGRE VILLAGE | 144123 | 33/11kV Kondigre
17271016 | DLMS-LnT | 053 | TCPIP_DLMS | GSM | Feeder | 1171 | 201 | JAMBHALI GAOTHAN | 146005 | 110/33KV JSP
17271021 | DLMS-LnT | 053 | TCPIP_DLMS | GSM | Feeder | 1171 | 409 | 33KV INDUSTRIAL | 146005 | 110/33KV JSP
XC455127 | DLMS-Secure | 055 | TCPIP_DLMS | GSM | Feeder | 1171 | 202 | 11kV Haroli AG | 144123 | 33/11kV Kondigre
17271019 | DLMS-LnT | 053 | TCPIP_DLMS | GSM | Feeder | 1171 | 408 | SIDHIVINAYAK | 146005 | 110/33KV JSP
14763468 | DLMS-LnT | 053 | TCPIP_DLMS | GSM | Feeder | 1171 | 202 | 11KV ESTATE | 144036 | 33/11KV SHIROL
13547064 | DLMS-LnT | 053 | TCPIP_DLMS | GSM | Feeder | 1171 | 203 | 11KV SHIROL | 144036 | 33/11KV SHIROL
14763480 | DLMS-LnT | 053 | TCPIP_DLMS | GSM | Feeder | 1171 | 209 | KULKARNI POWER TOOLS | 144036 | 33/11KV SHIROL
XE490361 | DLMS-Secure | 055 | TCPIP_DLMS | GSM | Feeder | 1171 | 205 | 11KV DANOLI MALABHAG AG | 144128 | 33/11 KV 2 X 5 MVA DANOLI S/S
X0894241 | DLMS-Secure | 055 | TCPIP_DLMS | GSM | Feeder | 1171 | 204 | 11KV DANOLI GAVBHAG VG | 144128 | 33/11 KV 2 X 5 MVA DANOLI S/S
18086587 | DLMS-LnT | 053 | TCPIP_DLMS | GSM | Feeder | 1171 | 209 | 11KV CRUSHER FEEDER | 146005 | 110/33KV JSP
08023871 | DLMS-Genus | 065 | TCPIP_DLMS | GSM | Feeder | 1171 | 205 | 11 KV BUVAPHAN AG | 144036 | 33/11KV SHIROL
X2141819 | DLMS-Secure | 055 | TCPIP_DLMS | GSM | Feeder | 1171 | 401 | 33KV SAMRUDDHI INDUSTRIAL | 144042 | 33/11 KV Kothali
12022872 | LnT | 053 | TCPIP_LnT_9600 | GSM | Feeder | 1171 | 204 | 11KV MAYUR | 144036 | 33/11KV SHIROL
02897556 | ElsterABT1800 | 057 | TCPIP_ElsterABT1800 | GSM | Feeder | 1171 | 413 | 33 KV GHODAWAT INDUSTRIAL FEEDER | 146005 | 110/33KV JSP
12022880 | LnT | 053 | TCPIP_LnT_9600 | GSM | Feeder | 1171 | 206 | 11KV SIDHESHWAR | 146005 | 110/33KV JSP
12560349 | DLMS-LnT | 053 | TCPIP_DLMS | GSM | Feeder | 1171 | 207 | 11KV UMALWAD GAOTHAN | 144042 | 33/11 KV Kothali
12560350 | DLMS-LnT | 053 | TCPIP_DLMS | GSM | Feeder | 1171 | 203 | 11KV UMALWAD AG | 144042 | 33/11 KV Kothali
MSB60785 | Secure | 055 | TCPIP_Secure | GSM | Feeder | 1171 | 201 | 11KV RAILWAY | 144074 | 33/11 KV jaysingpur
MSE76275 | Secure | 055 | TCPIP_Secure | GSM | Feeder | 1171 | 207 | 11KV SHRIVARDHAN | 144036 | 33/11KV SHIROL
MSP35872 | Secure | 055 | TCPIP_Secure | GSM | Feeder | 1171 | 205 | 11KV WARANAMAI | 144042 | 33/11 KV Kothali
17271012 | DLMS-LnT | 053 | TCPIP_DLMS | GSM | Feeder | 1171 | 406 | 33 KV papermil | 146005 | 110/33KV JSP
MSP35869 | Secure | 055 | TCPIP_Secure | GSM | Feeder | 1171 | 201 | 11KV LIS | 144042 | 33/11 KV Kothali
MSB60787 | Secure | 055 | TCPIP_Secure | GSM | Feeder | 1171 | 203 | 11KV SHAHUNAGAR | 144074 | 33/11 KV jaysingpur
MSB60780 | Secure | 055 | TCPIP_Secure | GSM | Feeder | 1171 | 202 | 11KV PINGARA | 144074 | 33/11 KV jaysingpur
MSP35619 | Secure | 055 | TCPIP_Secure | GSM | Feeder | 1171 | 204 | 11KV DANOLI AG | 144042 | 33/11 KV Kothali
12560402 | DLMS-LnT | 053 | TCPIP_DLMS | GSM | Feeder | 1171 | 201 | 11KV UDAGAON | 144036 | 33/11KV SHIROL
12560347 | DLMS-LnT | 053 | TCPIP_DLMS | GSM | Feeder | 1171 | 208 | 11 KV KRUSHNA LIS | 144036 | 33/11KV SHIROL
12560348 | DLMS-LnT | 053 | TCPIP_DLMS | GSM | Feeder | 1171 | 206 | 11KV DANOLI GAOTHAN | 144042 | 33/11 KV Kothali
12022773 | LnT | 053 | TCPIP_LnT_9600 | GSM | Feeder | 1171 | 206 | JOGESWARI GAONTHAN | 144036 | 33/11KV SHIROL
12022820 | LnT | 053 | TCPIP_LnT_9600 | GSM | Feeder | 1171 | 202 | 11KV KOTHALI AG | 144042 | 33/11 KV Kothali
10009350 | LnT | 053 | TCPIP_LnT_9600 | GSM | Feeder | 1171 | 210 | 11KV CH. SHAHU | 144036 | 33/11KV SHIROL
XC439879 | DLMS-Secure | 055 | TCPIP_DLMS | GSM | Feeder | 1171 | 204 | 11KV SIDDHIVINAYAK | 144074 | 33/11 KV jaysingpur
12022896 | LnT | 053 | TCPIP_LnT_9600 | GSM | Feeder | 1171 | 208 | SIDHESHWAR AG | 146005 | 110/33KV JSP
19645721 | DLMS-LnT | 053 | TCPIP_DLMS | GSM | Feeder | 1171 | 407 | 33KV SUPERCRAFT | 146005 | 110/33KV JSP
XC455132 | DLMS-Secure | 055 | TCPIP_ElsterABT1800 | GSM | Feeder | 1171 | 206 | SWABHIMANI INDUSTRIAL FEEDER | 144123 | 33/11kV Kondigre
XC455064 | DLMS-Secure | 055 | TCPIP_DLMS | GSM | Feeder | 1171 | 201 | 11KV DATTA MANDIR VG | 144123 | 33/11kV Kondigre
17271015 | DLMS-LnT | 053 | TCPIP_DLMS | GSM | Feeder | 1171 | 203 | AGAR AG | 146005 | 110/33KV JSP
XC455125 | DLMS-Secure | 055 | TCPIP_DLMS | GSM | Feeder | 1171 | 204 | 11 KV CHIPARI AG | 144123 | 33/11kV Kondigre
12022888 | LnT | 053 | TCPIP_LnT_9600 | GSM | Feeder | 1171 | 205 | 11KV WATER WORKS | 146005 | 110/33KV JSP
07409933 | LnT | 053 | TCPIP_LNT | GSM | Feeder | 1180 | 206 | JAYHIND-JAWAHAR LIS | 144043 | 33/11 KV SHIRDHON
11533354 | LnT | 053 | TCPIP_LnT_9600 | GSM | Feeder | 1180 | 202 | 11 kv Ghosarawad AG Feeder | 144086 | 33/11kv Ghosarawad
12022921 | LnT | 053 | TCPIP_LnT_9600 | GSM | Feeder | 1180 | 203 | 11 KV Ghosarawad VG Feeder | 144086 | 33/11kv Ghosarawad
07409903 | LnT | 053 | TCPIP_LNT | GSM | Feeder | 1180 | 205 | Rajapur Vlg | 144045 | 33/11KV TAKALI
07409905 | LnT | 053 | TCPIP_LNT | GSM | Feeder | 1180 | 204 | 11KV Rajapur AG | 144045 | 33/11KV TAKALI
13043170 | LnT | 053 | TCPIP_LnT_9600 | GSM | Feeder | 1180 | 201 | 11 Kv Shridatt Feeder AG | 144044 | 33/11KV KURUNDWAD
15017543 | LnT | 053 | TCPIP_LnT_9600 | GSM | Feeder | 1180 | 202 | 11 kv Bastwad feeder AG | 144044 | 33/11KV KURUNDWAD
MSB60784 | Secure | 055 | TCPIP_Secure | GSM | Feeder | 1180 | 202 | 11KV Takaliwadi Ag | 144045 | 33/11KV TAKALI
07170976 | LnT | 053 | TCPIP_LNT | GSM | Feeder | 1180 | 206 | 11 KV Dattawad VG Feeder | 144086 | 33/11kv Ghosarawad
17272139 | DLMS-LnT | 053 | TCPIP_DLMS | GSM | Feeder | 1180 | 204 | 11 kv water works feeder | 144044 | 33/11KV KURUNDWAD
12627364 | DLMS-LnT | 053 | TCPIP_DLMS | GSM | Feeder | 1180 | 203 | 11KV Danwad AG | 144045 | 33/11KV TAKALI
17086370 | DLMS-LnT | 053 | TCPIP_DLMS | GSM | Feeder | 1180 | 208 | KURUNDWAD AG FEEDER | 144044 | 33/11KV KURUNDWAD
14676188 | DLMS-LnT | 053 | TCPIP_DLMS | GSM | Feeder | 1180 | 207 | BASTWAD VILLEGE | 144044 | 33/11KV KURUNDWAD
12560068 | DLMS-LnT | 053 | TCPIP_DLMS | GSM | Feeder | 1180 | 207 | 11 KV Hanuman AG | 144086 | 33/11kv Ghosarawad
04582735 | DLMS-Genus | 065 | TCPIP_DLMS | GSM | Feeder | 1180 | 203 | HERWAD VILLEGE | 144044 | 33/11KV KURUNDWAD
04582518 | DLMS-Genus | 065 | TCPIP_DLMS | GSM | Feeder | 1180 | 201 | 11KV Takawade Ag | 144043 | 33/11 KV SHIRDHON
04582437 | DLMS-Genus | 065 | TCPIP_DLMS | GSM | Feeder | 1180 | 208 | 11 KV SANGAM AG | 144045 | 33/11KV TAKALI
04583026 | DLMS-Genus | 065 | TCPIP_DLMS | GSM | Feeder | 1180 | 207 | 11 KV TAKALI ( AG ) | 144045 | 33/11KV TAKALI
04582512 | DLMS-Genus | 065 | TCPIP_DLMS | GSM | Feeder | 1180 | 209 | 11KV Nrisinghwadi Vg | 144044 | 33/11KV KURUNDWAD
04575455 | DLMS-Genus | 065 | TCPIP_DLMS | GSM | Feeder | 1180 | 206 | 11KV Kurundwad Urban | 144044 | 33/11KV KURUNDWAD
07409932 | LnT | 053 | TCPIP_LNT | GSM | Feeder | 1180 | 209 | 11 KV Danwad Gaothan | 144045 | 33/11KV TAKALI
07409931 | LnT | 053 | TCPIP_LNT | GSM | Feeder | 1180 | 203 | BHAIRAWNATH | 144043 | 33/11 KV SHIRDHON
12560117 | DLMS-LnT | 053 | TCPIP_DLMS | GSM | Feeder | 1180 | 205 | 11 Kv Herwad Fdr | 144044 | 33/11KV KURUNDWAD
12560190 | DLMS-LnT | 053 | TCPIP_DLMS | GSM | Feeder | 1180 | 201 | 11KV Takali Gaothan | 144045 | 33/11KV TAKALI
12560044 | DLMS-LnT | 053 | TCPIP_DLMS | GSM | Feeder | 1180 | 204 | 11KV Shiradhon Takawade Vlg | 144043 | 33/11 KV SHIRDHON
12560045 | DLMS-LnT | 053 | TCPIP_DLMS | GSM | Feeder | 1180 | 202 | Shirdhon, Ag | 144043 | 33/11 KV SHIRDHON
12560142 | DLMS-LnT | 053 | TCPIP_DLMS | GSM | Feeder | 1180 | 205 | 11 KV Dattawad AG Feeder | 144086 | 33/11kv Ghosarawad
12560145 | DLMS-LnT | 053 | TCPIP_DLMS | GSM | Feeder | 1180 | 204 | 11 kv Balumama AG Feeder | 144086 | 33/11kv Ghosarawad
MSB60779 | Secure | 055 | TCPIP_Secure | GSM | Feeder | 1180 | 206 | Takaliwadi Vlg | 144045 | 33/11KV TAKALI
12560071 | DLMS-LnT | 053 | TCPIP_DLMS | GSM | Feeder | 1180 | 201 | 11 KV Santubai AG Feeder | 144086 | 33/11kv Ghosarawad
14763474 | LnT | 053 | TCPIP_LnT_9600 | GSM | Feeder | 1180 | 205 | JAMBHALI-TAKWADE LIS | 144043 | 33/11 KV SHIRDHON
17271013 | DLMS-LnT | 053 | TCPIP_DLMS | GSM | Feeder | 1180 | 404 | 33KV Ichalkaranji W/W | 146014 | 110KV KURUNDWAD
12627220 | DLMS-LnT | 053 | TCPIP_DLMS | GSM | Feeder | 9148 | 201 | 11KV K'Guland | 144038 | 33/11 KV KAVATHE-GULAND
08025149 | DLMS-Genus | 065 | TCPIP_DLMS | GSM | Feeder | 9148 | 205 | 11KV Ganeshwadi Gaothan | 144038 | 33/11 KV KAVATHE-GULAND
17272138 | DLMS-LnT | 053 | TCPIP_DLMS | GSM | Feeder | 9148 | 204 | 11 KV Agar Village | 144090 | 33 / 11 KV Nandani Substation
17272086 | DLMS-LnT | 053 | TCPIP_DLMS | GSM | Feeder | 9148 | 202 | 11 KV Nandani Vg | 144090 | 33 / 11 KV Nandani Substation
17272084 | DLMS-LnT | 053 | TCPIP_DLMS | GSM | Feeder | 9148 | 208 | 11 KV Bubnal Express | 144038 | 33/11 KV KAVATHE-GULAND
17272085 | DLMS-LnT | 053 | TCPIP_DLMS | GSM | Feeder | 9148 | 203 | 11KV Alas Ag | 144038 | 33/11 KV KAVATHE-GULAND
08024497 | DLMS-Genus | 065 | TCPIP_DLMS | GSM | Feeder | 9148 | 204 | 11KV Alas Village | 144038 | 33/11 KV KAVATHE-GULAND
04582430 | DLMS-Genus | 065 | TCPIP_DLMS | GSM | Feeder | 9148 | 201 | 11 KV Nandani Ag | 144090 | 33 / 11 KV Nandani Substation
MSE80396 | Secure | 055 | TCPIP_Secure | GSM | Feeder | 9148 | 206 | 11KV Krishna Feeder | 144038 | 33/11 KV KAVATHE-GULAND
12560134 | DLMS-LnT | 053 | TCPIP_DLMS | GSM | Feeder | 9148 | 202 | 11KV Ganeshwadi | 144038 | 33/11 KV KAVATHE-GULAND
12560119 | DLMS-LnT | 053 | TCPIP_DLMS | GSM | Feeder | 9148 | 205 | 11KV Dharangutti Ag | 144090 | 33 / 11 KV Nandani Substation
08025280 | DLMS-Genus | 065 | TCPIP_DLMS | GSM | Feeder | 9148 | 206 | Kutwad Gaothan | 144037 | 33/11 KV SHIRATI
05041306 | DLMS-HPL | 076 | TCPIP_DLMS | GSM | Feeder | 9148 | 203 | Ganesh Bakery | 144090 | 33 / 11 KV Nandani Substation
12022778 | LnT | 053 | TCPIP_LnT_9600 | GSM | Feeder | 9148 | 201 | 11KV Shirati Gaothan | 144037 | 33/11 KV SHIRATI
13546906 | DLMS-LnT | 053 | TCPIP_DLMS | GSM | Feeder | 9148 | 203 | SHIROL AG | 144037 | 33/11 KV SHIRATI
12560136 | DLMS-LnT | 053 | TCPIP_DLMS | GSM | Feeder | 9148 | 207 | 11KV Vijay-Ganesh | 144038 | 33/11 KV KAVATHE-GULAND
XC455097 | DLMS-Secure | 055 | TCPIP_DLMS | GSM | Feeder | 1198 | 203 | 11 KV SAMBHAPUR VILLAGE | 144125 | 33/11 KV TOP SUB STATION
XC455062 | DLMS-Secure | 055 | TCPIP_DLMS | GSM | Feeder | 1198 | 204 | 11 KV BIRDEV INDUSTRIAL | 144125 | 33/11 KV TOP SUB STATION
04583324 | DLMS-Genus | 065 | TCPIP_DLMS | GSM | Feeder | 1198 | 203 | KHOCHI AG FEEDER | 144046 | 33/11 KV SAWARDE S/STN
Q0833068 | DLMS-Secure | 055 | TCPIP_DLMS | GSM | Feeder | 1198 | 604 | 110 kV Warana Co-Gen | 146008 | 110/33/11KV K.Wathar S/Stn.
03016549 | Genus | 065 | TCPIP_Genus | GSM | Feeder | 1198 | 405 | 33 KV R.M MOHITE | 146008 | 110/33/11KV K.Wathar S/Stn.
12626214 | DLMS-LnT | 053 | TCPIP_DLMS | GSM | Feeder | 1198 | 203 | 11KV LATWADE VILLAGE | 144081 | 33/11KV Latwade Sub station
12022780 | LnT | 053 | TCPIP_LnT_9600 | GSM | Feeder | 1198 | 206 | KHOCHI GAOTHAN | 144046 | 33/11 KV SAWARDE S/STN
13546905 | DLMS-LnT | 053 | TCPIP_DLMS | GSM | Feeder | 1198 | 201 | MINCHE AG FEEDER | 144046 | 33/11 KV SAWARDE S/STN
17272132 | DLMS-LnT | 053 | TCPIP_DLMS | GSM | Feeder | 1198 | 205 | BENDAVADE GAOTHAN | 144046 | 33/11 KV SAWARDE S/STN
17271040 | DLMS-LnT | 053 | TCPIP_DLMS | GSM | Feeder | 1198 | 203 | BHADOLE AG | 146008 | 110/33/11KV K.Wathar S/Stn.
13547093 | DLMS-LnT | 053 | TCPIP_DLMS | GSM | Feeder | 1198 | 210 | Khandoba AG (Bhendwade) | 144046 | 33/11 KV SAWARDE S/STN
13547070 | DLMS-LnT | 053 | TCPIP_DLMS | GSM | Feeder | 1198 | 205 | TASGAON LIS | 144081 | 33/11KV Latwade Sub station
X0401710 | DLMS-Secure | 055 | TCPIP_DLMS | GSM | Feeder | 1198 | 402 | 33 kv Warana LIS | 146008 | 110/33/11KV K.Wathar S/Stn.
17272135 | DLMS-LnT | 053 | TCPIP_DLMS | GSM | Feeder | 1198 | 209 | 11KV BUWACHE WATHAR AG | 144046 | 33/11 KV SAWARDE S/STN
17272130 | DLMS-LnT | 053 | TCPIP_DLMS | GSM | Feeder | 1198 | 204 | LAXMI AG | 144081 | 33/11KV Latwade Sub station
17272134 | DLMS-LnT | 053 | TCPIP_DLMS | GSM | Feeder | 1198 | 207 | NARAND VG | 144046 | 33/11 KV SAWARDE S/STN
17271037 | DLMS-LnT | 053 | TCPIP_DLMS | GSM | Feeder | 1198 | 409 | 33 KV PREETAM ENTERPRISES | 146008 | 110/33/11KV K.Wathar S/Stn.
17272116 | DLMS-LnT | 053 | TCPIP_DLMS | GSM | Feeder | 1198 | 209 | GHUNKI VG | 146008 | 110/33/11KV K.Wathar S/Stn.
17271044 | DLMS-LnT | 053 | TCPIP_DLMS | GSM | Feeder | 1198 | 408 | 33KV MALE L I S | 146008 | 110/33/11KV K.Wathar S/Stn.
17271045 | DLMS-LnT | 053 | TCPIP_DLMS | GSM | Feeder | 1198 | 404 | 33KV PAPER MILL | 146008 | 110/33/11KV K.Wathar S/Stn.
14763444 | DLMS-LnT | 053 | TCPIP_DLMS | GSM | Feeder | 1198 | 202 | 11KV LATWADE AG FDR | 144081 | 33/11KV Latwade Sub station
17271033 | DLMS-LnT | 053 | TCPIP_DLMS | GSM | Feeder | 1198 | 211 | AMBAP GAOTHAN FEEDER | 146008 | 110/33/11KV K.Wathar S/Stn.
17086328 | DLMS-LnT | 053 | TCPIP_DLMS | GSM | Feeder | 1198 | 207 | 11KV AMBAP AG FEEDER | 146008 | 110/33/11KV K.Wathar S/Stn.
XF470476 | DLMS-Secure | 055 | TCPIP_DLMS | GSM | Feeder | 1198 | 201 | 11KV VADGAON URBAN | 144129 | VADGAON SUB STATION
XF470484 | DLMS-Secure | 055 | TCPIP_DLMS | GSM | Feeder | 1198 | 203 | 11KV VADGAON INDUSTRIAL | 144129 | VADGAON SUB STATION
XF470475 | DLMS-Secure | 055 | TCPIP_DLMS | GSM | Feeder | 1198 | 202 | 11KV MANGARAYACHIWADI AG | 144129 | VADGAON SUB STATION
XF470471 | DLMS-Secure | 055 | TCPIP_DLMS | GSM | Feeder | 1198 | 204 | 11KV DEVGIRI INDUSTRIAL | 144129 | VADGAON SUB STATION
XC455078 | DLMS-Secure | 055 | TCPIP_DLMS | GSM | Feeder | 1198 | 201 | 11 KV NAGAON VG | 144125 | 33/11 KV TOP SUB STATION
XC455069 | DLMS-Secure | 055 | TCPIP_DLMS | GSM | Feeder | 1198 | 205 | KASARWADI AG | 144125 | 33/11 KV TOP SUB STATION
XC455088 | DLMS-Secure | 055 | TCPIP_DLMS | GSM | Feeder | 1198 | 202 | 11 KV DAKSHINWADI AG | 144125 | 33/11 KV TOP SUB STATION
17272133 | DLMS-LnT | 053 | TCPIP_DLMS | GSM | Feeder | 1198 | 208 | MINCHE VG | 144046 | 33/11 KV SAWARDE S/STN
17272117 | DLMS-LnT | 053 | TCPIP_DLMS | GSM | Feeder | 1198 | 201 | 11KV BHOKARI (BHADOLE) AG | 144081 | 33/11KV Latwade Sub station
17271039 | DLMS-LnT | 053 | TCPIP_DLMS | GSM | Feeder | 1198 | 208 | BHADOLE GAOTHAN | 146008 | 110/33/11KV K.Wathar S/Stn.
17271038 | DLMS-LnT | 053 | TCPIP_DLMS | GSM | Feeder | 1198 | 201 | SUT GIRNI FEEDER | 146008 | 110/33/11KV K.Wathar S/Stn.
17271032 | DLMS-LnT | 053 | TCPIP_DLMS | GSM | Feeder | 1198 | 202 | GHUNKI AG | 146008 | 110/33/11KV K.Wathar S/Stn.
17271041 | DLMS-LnT | 053 | TCPIP_DLMS | GSM | Feeder | 1198 | 205 | 11 KV PARGAON AG | 146008 | 110/33/11KV K.Wathar S/Stn.
04580758 | DLMS-Genus | 065 | TCPIP_DLMS | GSM | Feeder | 1198 | 202 | NARANDE AG FEEDER | 144046 | 33/11 KV SAWARDE S/STN
17272102 | DLMS-LnT | 053 | TCPIP_DLMS | GSM | Feeder | 4807 | 203 | 11 KV Shenawade AG | 144070 | 33/11 KV MARGEWADI (NIVADE)
17272100 | DLMS-LnT | 053 | TCPIP_DLMS | GSM | Feeder | 4807 | 208 | 11 KV BANCHODE AG | 144070 | 33/11 KV MARGEWADI (NIVADE)
17272106 | DLMS-LnT | 053 | TCPIP_DLMS | GSM | Feeder | 4807 | 203 | 11 KV ANDUR GAONTHAN | 144006 | 33/11 KV GAGANBAWDA S/STN
17272101 | DLMS-LnT | 053 | TCPIP_DLMS | GSM | Feeder | 4807 | 204 | 11 KV TISANGI GAOTHAN | 144070 | 33/11 KV MARGEWADI (NIVADE)
XB424145 | DLMS-Secure | 055 | TCPIP_DLMS | GSM | Feeder | 4807 | 207 | 11 KV KARVIIR EXPRESS FEEDER | 144070 | 33/11 KV MARGEWADI (NIVADE)
04582370 | DLMS-Genus | 065 | TCPIP_DLMS | GSM | Feeder | 4807 | 202 | 11 KV Tisangi Ag | 144070 | 33/11 KV MARGEWADI (NIVADE)
04582627 | DLMS-Genus | 065 | TCPIP_DLMS | GSM | Feeder | 4807 | 205 | 11 KV RASAI GAOTHAN | 144070 | 33/11 KV MARGEWADI (NIVADE)
17272107 | DLMS-LnT | 053 | TCPIP_DLMS | GSM | Feeder | 4807 | 204 | 11 KV KATALI AG | 144006 | 33/11 KV GAGANBAWDA S/STN
12022848 | LnT | 053 | TCPIP_LnT_9600 | GSM | Feeder | 4807 | 201 | 11 KV KATALI VILLAGE | 144006 | 33/11 KV GAGANBAWDA S/STN
15066366 | DLMS-LnT | 053 | TCPIP_DLMS | GSM | Feeder | 4807 | 206 | 11 KV SHENAWADE GAOTHAN | 144070 | 33/11 KV MARGEWADI (NIVADE)
04582383 | DLMS-Genus | 065 | TCPIP_DLMS | GSM | Feeder | 4807 | 205 | 11 KV ANDUR AG | 144006 | 33/11 KV GAGANBAWDA S/STN
05039762 | DLMS-HPL | 076 | TCPIP_DLMS | GSM | Feeder | 6173 | 201 | 11 KV KUSHIRE INDUSTRIAL | 144003 | 33/11 KV KERLE
MSU12014 | Secure | 055 | TCPIP_Secure | GSM | Feeder | 6173 | 208 | 11 KV PANHALA FEEDER | 144003 | 33/11 KV KERLE
14676192 | DLMS-LnT | 053 | TCPIP_DLMS | GSM | Feeder | 6173 | 205 | 11 KV KERLI AG. | 144003 | 33/11 KV KERLE
17272093 | DLMS-LnT | 053 | TCPIP_DLMS | GSM | Feeder | 6173 | 207 | 11 KV NIGAVE AG. | 144003 | 33/11 KV KERLE
17272115 | DLMS-LnT | 053 | TCPIP_DLMS | GSM | Feeder | 6173 | 203 | 11KV TOP II AG | 144001 | 33/11KV SHIYE
X2141755 | DLMS-Secure | 055 | TCPIP_DLMS | GSM | Feeder | 6173 | 211 | 11KV MEGHA CAMP | 144003 | 33/11 KV KERLE
14763448 | DLMS-LnT | 053 | TCPIP_DLMS | GSM | Feeder | 6173 | 205 | NAGAON JACKWELL | 144001 | 33/11KV SHIYE
MSU12031 | Secure | 055 | TCPIP_Secure | GSM | Feeder | 6173 | 204 | 11KV AMBEWADI AG | 144003 | 33/11 KV KERLE
12626228 | DLMS-LnT | 053 | TCPIP_DLMS | GSM | Feeder | 6173 | 203 | 11 KV ASURLE AG | 144003 | 33/11 KV KERLE
06599417 | LnT | 053 | TCPIP_LNT | GSM | Feeder | 6173 | 202 | 11KV WATER SUPPLY -SHIYE | 144001 | 33/11KV SHIYE
06599419 | LnT | 053 | TCPIP_LNT | GSM | Feeder | 6173 | 206 | 11 KV VILLAGE | 144003 | 33/11 KV KERLE
12626218 | DLMS-LnT | 053 | TCPIP_DLMS | GSM | Feeder | 6173 | 201 | 11 KV SHIYE AG FEEDER | 144001 | 33/11KV SHIYE
13547004 | DLMS-LnT | 053 | TCPIP_DLMS | GSM | Feeder | 6173 | 204 | HANUMAN GAOTHAN FEEDER | 144001 | 33/11KV SHIYE
X0400399 | DLMS-Secure | 055 | NON_AMR_MODEM | GSM | Feeder | 6149 | 201 | 11 KV SALAWAN SHETI | 146007 | 110/33/11 KV KALE S/STN
04582384 | DLMS-Genus | 065 | TCPIP_DLMS | GSM | Feeder | 6149 | 203 | 11KV SATARDE SHETI | 144007 | 33/11 KV PADAL
17271024 | DLMS-LnT | 053 | NON_AMR_MODEM | GSM | Feeder | 6149 | 203 | 11 KV VETAVDE AG | 146007 | 110/33/11 KV KALE S/STN
17272122 | DLMS-LnT | 053 | TCPIP_DLMS | GSM | Feeder | 6149 | 205 | 11 KV PADASALI GAOTHAN | 144008 | 33/11KV S//S BAJAR BHOGOAN
00567533 | DLMS-HPL | 076 | TCPIP_DLMS | GSM | Feeder | 6149 | 209 | 11 KV VETWADE GAOTHAN | 146007 | 110/33/11 KV KALE S/STN
15086417 | LnT | 053 | TCPIP_LnT_9600 | GSM | Feeder | 6149 | 203 | 11 KV SULE AG | 144115 | 33/11KV VETAVADE S/STN
15086466 | LnT | 053 | TCPIP_LnT_9600 | GSM | Feeder | 6149 | 201 | 11 KV MHASURLI AG | 144115 | 33/11KV VETAVADE S/STN
15086470 | LnT | 053 | TCPIP_LnT_9600 | GSM | Feeder | 6149 | 202 | 11 KV MHASURLI VG | 144115 | 33/11KV VETAVADE S/STN
X0400398 | DLMS-Secure | 055 | NON_AMR_MODEM | GSM | Feeder | 6149 | 206 | PUNAL AG | 146007 | 110/33/11 KV KALE S/STN
XB462821 | DLMS-Secure | 055 | TCPIP_DLMS | GSM | Feeder | 6149 | 203 | PISATRI AG | 144122 | 33/11 KV PAT PANHALA
XB462816 | DLMS-Secure | 055 | TCPIP_DLMS | GSM | Feeder | 6149 | 202 | PATPANHALA VILLAGE | 144122 | 33/11 KV PAT PANHALA
XB462809 | DLMS-Secure | 055 | TCPIP_DLMS | GSM | Feeder | 6149 | 201 | BANDREWADI AG | 144122 | 33/11 KV PAT PANHALA
17272124 | DLMS-LnT | 053 | TCPIP_DLMS | GSM | Feeder | 6149 | 206 | 11 KV KARANJFEN GAOTHAN | 144008 | 33/11KV S//S BAJAR BHOGOAN
17271004 | DLMS-LnT | 053 | TCPIP_DLMS | GSM | Feeder | 6149 | 205 | 11 KV WALOLI GAOTHAN | 146007 | 110/33/11 KV KALE S/STN
X0400397 | DLMS-Secure | 055 | TCPIP_DLMS | GSM | Feeder | 6149 | 206 | 11 KV SATARDE GAOTHAN | 144007 | 33/11 KV PADAL
X0400393 | DLMS-Secure | 055 | TCPIP_DLMS | GSM | Feeder | 6149 | 202 | 11 KV YEVALUJ VG | 144007 | 33/11 KV PADAL
X0400392 | DLMS-Secure | 055 | TCPIP_DLMS | GSM | Feeder | 6149 | 201 | 11 KV YAVALUJ AG | 144007 | 33/11 KV PADAL
X0400396 | DLMS-Secure | 055 | TCPIP_DLMS | GSM | Feeder | 6149 | 205 | MAJGAON VG | 144007 | 33/11 KV PADAL
X0400395 | DLMS-Secure | 055 | TCPIP_DLMS | GSM | Feeder | 6149 | 204 | MAJGAON AG | 144007 | 33/11 KV PADAL
00567106 | DLMS-HPL | 076 | TCPIP_DLMS | GSM | Feeder | 6149 | 204 | 11 KV BORAGAON AG | 144008 | 33/11KV S//S BAJAR BHOGOAN
17271025 | DLMS-LnT | 053 | TCPIP_DLMS | GSM | Feeder | 6149 | 207 | PUNAL SAWARDE VG | 146007 | 110/33/11 KV KALE S/STN
17271023 | DLMS-LnT | 053 | TCPIP_DLMS | GSM | Feeder | 6149 | 402 | 33 KV NAGRIKA | 146007 | 110/33/11 KV KALE S/STN
17271027 | DLMS-LnT | 053 | TCPIP_DLMS | GSM | Feeder | 6149 | 204 | 11 KV SALAWAN GAOTHAN | 146007 | 110/33/11 KV KALE S/STN
17271026 | DLMS-LnT | 053 | TCPIP_DLMS | GSM | Feeder | 6149 | 202 | 11 KV SAVARDE AG | 146007 | 110/33/11 KV KALE S/STN
17272118 | DLMS-LnT | 053 | TCPIP_DLMS | GSM | Feeder | 6149 | 201 | 11KV BORGOAN VG | 144008 | 33/11KV S//S BAJAR BHOGOAN
17272119 | DLMS-LnT | 053 | TCPIP_DLMS | GSM | Feeder | 6149 | 202 | 11KV KARANJFEN AG | 144008 | 33/11KV S//S BAJAR BHOGOAN
17272120 | DLMS-LnT | 053 | TCPIP_DLMS | GSM | Feeder | 6149 | 203 | 11KV PADASALI AG | 144008 | 33/11KV S//S BAJAR BHOGOAN
17272123 | DLMS-LnT | 053 | NON_AMR_MODEM | GSM | Feeder | 6149 | 208 | 11 KV WALOLI SHETI | 146007 | 110/33/11 KV KALE S/STN
13132599 | ElsterABT1800 | 057 | TCPIP_ElsterABT1800 | GSM | Feeder | 6157 | 401 | 33 KV BILTUBE EXPRESS FEEDER | 144002 | 33/11 KV KODOLI
08025270 | DLMS-Genus | 065 | TCPIP_DLMS | GSM | Feeder | 6157 | 206 | 11 KV KAKHE VILLAGE FEEDER | 144002 | 33/11 KV KODOLI
XC439880 | DLMS-Secure | 055 | TCPIP_DLMS | GSM | Feeder | 6157 | 206 | 11 KV SATAVE VILLAGE FEEDER | 144014 | 33/11 KV SATAVE
XC439875 | DLMS-Secure | 055 | TCPIP_DLMS | GSM | Feeder | 6157 | 205 | 11 KV SAWAARDE VILLAGE | 144014 | 33/11 KV SATAVE
17224045 | DLMS-LnT | 053 | TCPIP_DLMS | GSM | Feeder | 6157 | 204 | BHAIRAVNATH LIS SATAVE | 144014 | 33/11 KV SATAVE
17224048 | DLMS-LnT | 053 | TCPIP_DLMS | GSM | Feeder | 6157 | 203 | SINGLE PHASING STAVE-SATAVE | 144014 | 33/11 KV SATAVE
17224047 | DLMS-LnT | 053 | TCPIP_DLMS | GSM | Feeder | 6157 | 201 | SINGLE PHASING STAVE-SAWARDE | 144014 | 33/11 KV SATAVE
17224049 | DLMS-LnT | 053 | TCPIP_DLMS | GSM | Feeder | 6157 | 202 | SINGLE PHASING STAVE-MOHARE | 144014 | 33/11 KV SATAVE
17224044 | DLMS-LnT | 053 | TCPIP_DLMS | GSM | Feeder | 6157 | 207 | 11 KV JAKHOBA LIS | 144002 | 33/11 KV KODOLI
MSU12010 | Secure | 055 | TCPIP_Secure | GSM | Feeder | 6157 | 202 | 11KV KODOLI URBAN VILLAGE | 144002 | 33/11 KV KODOLI
MSU12013 | Secure | 055 | TCPIP_Secure | GSM | Feeder | 6157 | 204 | 11 KV POKHALE AG | 144002 | 33/11 KV KODOLI
MSU12032 | Secure | 055 | TCPIP_Secure | GSM | Feeder | 6157 | 205 | 11 KV AMRUT AG. | 144002 | 33/11 KV KODOLI
MSU12022 | Secure | 055 | TCPIP_Secure | GSM | Feeder | 6157 | 203 | 11 KV FACTORY VILLAGE FEEDER | 144002 | 33/11 KV KODOLI
XB419991 | DLMS-Secure | 055 | TCPIP_DLMS | GSM | Feeder | 6190 | 205 | Sarud-Shirgaon Village | 144012 | 33 /11 KV SARUD
13062993 | LnT | 053 | TCPIP_LnT_9600 | GSM | Feeder | 6190 | 206 | Shahuwadi-Parale Ag | 144011 | 33/11 KV SHAHUWADI
13062954 | LnT | 053 | TCPIP_LnT_9600 | GSM | Feeder | 6190 | 204 | Shahuwadi-Kotoli Ag | 144011 | 33/11 KV SHAHUWADI
17272094 | DLMS-LnT | 053 | TCPIP_DLMS | GSM | Feeder | 6190 | 204 | Sarud-Gogawe Ag | 144012 | 33 /11 KV SARUD
14763521 | DLMS-LnT | 053 | TCPIP_DLMS | GSM | Feeder | 6190 | 201 | Turukwadi Ag | 144109 | 33/11 KV THAWADE
17272095 | DLMS-LnT | 053 | TCPIP_DLMS | GSM | Feeder | 6190 | 201 | SARUD-BAMBAWADE VILLAGE | 144012 | 33 /11 KV SARUD
13547052 | DLMS-LnT | 053 | TCPIP_DLMS | GSM | Feeder | 6190 | 203 | Sarud-Sarud Village | 144012 | 33 /11 KV SARUD
18086631 | DLMS-LnT | 053 | TCPIP_DLMS | GSM | Feeder | 6190 | 209 | Shahuwadi-Ameni vg | 144011 | 33/11 KV SHAHUWADI
17272099 | DLMS-LnT | 053 | TCPIP_DLMS | GSM | Feeder | 6190 | 203 | 11Kv Warul- Bhendavade | 144088 | 33/11 KV WARUL
17272098 | DLMS-LnT | 053 | TCPIP_DLMS | GSM | Feeder | 6190 | 202 | 11 Kv Warul -Yelur | 144088 | 33/11 KV WARUL
MSP52738 | DLMS-Secure | 055 | TCPIP_DLMS | GSM | Feeder | 6190 | 205 | Shahuwadi - Malkapur | 144011 | 33/11 KV SHAHUWADI
MSP52715 | DLMS-Secure | 055 | TCPIP_DLMS | GSM | Feeder | 6190 | 203 | Shahuwadi-sawe | 144011 | 33/11 KV SHAHUWADI
14676176 | DLMS-LnT | 053 | TCPIP_DLMS | GSM | Feeder | 6190 | 202 | 11 KV Thawade - Udagiri Vg | 144109 | 33/11 KV THAWADE
MSP52751 | DLMS-Secure | 055 | TCPIP_DLMS | GSM | Feeder | 6190 | 208 | Shahuwadi-Perid Ag | 144011 | 33/11 KV SHAHUWADI
MSP52717 | DLMS-Secure | 055 | TCPIP_DLMS | GSM | Feeder | 6190 | 207 | Shahuwadi-Bajagewadi Ag | 144011 | 33/11 KV SHAHUWADI
17272097 | DLMS-LnT | 053 | TCPIP_DLMS | GSM | Feeder | 6190 | 201 | 11 Kv Warul-Amba | 144088 | 33/11 KV WARUL
17272128 | DLMS-LnT | 053 | TCPIP_DLMS | GSM | Feeder | 6190 | 203 | 11 KV Kandavan Village | 144109 | 33/11 KV THAWADE
15073698 | DLMS-LnT | 053 | TCPIP_DLMS | GSM | Feeder | 6190 | 202 | Sarud-Bhedasgaon | 144012 | 33 /11 KV SARUD
13547053 | DLMS-LnT | 053 | TCPIP_DLMS | GSM | Feeder | 6190 | 202 | Shahuwadi- Amba | 144011 | 33/11 KV SHAHUWADI
13063042 | LnT | 053 | TCPIP_LnT_9600 | GSM | Feeder | 6190 | 201 | Shahuwadi-Maan | 144011 | 33/11 KV SHAHUWADI
13132629 | ElsterABT1800 | 057 | TCPIP_ElsterABT1800 | GSM | Feeder | 6190 | 401 | 33 Kv Kadavi Generation | 144088 | 33/11 KV WARUL
X0398906 | DLMS-Secure | 055 | TCPIP_DLMS | GSM | Feeder | 6190 | 410 | 33 KV PRIVED METALS AND MINERALS PVT LTD | 144011 | 33/11 KV SHAHUWADI
18086539 | DLMS-LnT | 053 | TCPIP_DLMS | GSM | Feeder | 6190 | 207 | Sarud-Thergaon Ag | 144012 | 33 /11 KV SARUD
17128981 | DLMS-LnT | 053 | TCPIP_DLMS | GSM | Feeder | 6190 | 206 | Sarud-Salashi Ag | 144012 | 33 /11 KV SARUD
17128970 | DLMS-LnT | 053 | TCPIP_DLMS | GSM | Feeder | 6190 | 204 | 11 KV WARUL-MANOLI | 144088 | 33/11 KV WARUL
MSU17212 | Secure | 055 | TCPIP_Secure | GSM | Feeder | 6190 | 401 | 33 Kv Gelawade Generation | 144077 | 33/11 KV MANJARE
MSB08284 | Secure | 055 | TCPIP_Secure | GSM | Feeder | 6190 | 202 | Manjare-Vishalgad | 144077 | 33/11 KV MANJARE
MSB08280 | Secure | 055 | TCPIP_Secure | GSM | Feeder | 6190 | 201 | Manjare-jugaidevi | 144077 | 33/11 KV MANJARE
MSB08306 | Secure | 055 | TCPIP_Secure | GSM | Feeder | 6190 | 203 | Manjare- Anuskura Ag | 144077 | 33/11 KV MANJARE
00567104 | DLMS-HPL | 076 | TCPIP_DLMS | GSM | Feeder | 6190 | 209 | Sarud-Nerle Ag | 144012 | 33 /11 KV SARUD
05036595 | DLMS-HPL | 076 | TCPIP_DLMS | GSM | Feeder | 6190 | 208 | 11 KV Haritkranti Bhadale LIS | 144012 | 33 /11 KV SARUD
12022834 | LnT | 053 | TCPIP_LnT_9600 | GSM | Feeder | 6131 | 202 | 11 KV ALAWE-KOTOLI AG | 144013 | 33/11 KV DIGAWADE
12022838 | LnT | 053 | TCPIP_LnT_9600 | GSM | Feeder | 6131 | 206 | 11 KV GHOTWADE AG | 144013 | 33/11 KV DIGAWADE
XC447161 | DLMS-Secure | 055 | TCPIP_DLMS | GSM | Feeder | 6131 | 208 | WAGHAVE AG. | 144004 | PANHALA SUB-STATION
12022789 | LnT | 053 | TCPIP_LnT_9600 | GSM | Feeder | 6131 | 204 | 11 KV DIGAVADE AG | 144013 | 33/11 KV DIGAWADE
12022772 | LnT | 053 | TCPIP_LnT_9600 | GSM | Feeder | 6131 | 203 | 11 KV GHOTWADE VG | 144013 | 33/11 KV DIGAWADE
XC447178 | DLMS-Secure | 055 | TCPIP_DLMS | GSM | Feeder | 6131 | 206 | 11KV BROADCAST EXPRESS FEEDER | 144004 | PANHALA SUB-STATION
XC447177 | DLMS-Secure | 055 | TCPIP_DLMS | GSM | Feeder | 6131 | 203 | 11 KV NAVALI VG | 144004 | PANHALA SUB-STATION
XC447152 | DLMS-Secure | 055 | TCPIP_DLMS | GSM | Feeder | 6131 | 209 | 11KV INJOLE AG | 144004 | PANHALA SUB-STATION
XC447176 | DLMS-Secure | 055 | TCPIP_DLMS | GSM | Feeder | 6131 | 202 | SH-R- 11 KV WAGHAWE GAVTHAN | 144004 | PANHALA SUB-STATION
XC447179 | DLMS-Secure | 055 | TCPIP_DLMS | GSM | Feeder | 6131 | 204 | 11 KV MITHARWADI GAVTHAN | 144004 | PANHALA SUB-STATION
XC447149 | DLMS-Secure | 055 | TCPIP_DLMS | GSM | Feeder | 6131 | 207 | 11Kv Mitharwadi Ag. | 144004 | PANHALA SUB-STATION
XC447168 | DLMS-Secure | 055 | TCPIP_DLMS | GSM | Feeder | 6131 | 201 | SH-R- PANHALA HILL STATION | 144004 | PANHALA SUB-STATION
X0401375 | DLMS-Secure | 055 | TCPIP_DLMS | GSM | Feeder | 6131 | 205 | 11 KV INJOLE VG | 144004 | PANHALA SUB-STATION
12022826 | LnT | 053 | TCPIP_LnT_9600 | GSM | Feeder | 6131 | 205 | 11 KV ALAVE-KOTOLI VG | 144013 | 33/11 KV DIGAWADE
12022962 | LnT | 053 | TCPIP_LnT_9600 | GSM | Feeder | 6131 | 201 | 11 KV DIGAVADE VG | 144013 | 33/11 KV DIGAWADE
03016161 | Genus | 065 | TCPIP_Genus | GSM | Feeder | 6165 | 201 | 11 Kv Bachani Ag | 144010 | 33/11 KV WADAKSHIVALE
03016173 | Genus | 065 | TCPIP_Genus | GSM | Feeder | 6165 | 202 | 11 Kv Nandgaon Ag | 144010 | 33/11 KV WADAKSHIVALE
00567483 | DLMS-HPL | 076 | TCPIP_DLMS | GSM | Feeder | 6165 | 208 | 11 kv ARALE GAOTHAN | 144009 | 33/11 KV KANCHANWADI
15117136 | DLMS-LnT | 053 | TCPIP_DLMS | GSM | Feeder | 6165 | 210 | 11 KV NIGAVE AG | 144010 | 33/11 KV WADAKSHIVALE
14763527 | DLMS-LnT | 053 | TCPIP_DLMS | GSM | Feeder | 6165 | 207 | 11 KV Kawane Ag Feeder | 144010 | 33/11 KV WADAKSHIVALE
XB420111 | DLMS-Secure | 055 | TCPIP_DLMS | GSM | Feeder | 6165 | 204 | 11 KV NAGESHWAR GAVTHAN VG FDR | 144078 | 33/11 KV RASHIWADE
11115374 | LnT | 053 | TCPIP_LnT_9600 | GSM | Feeder | 6165 | 206 | 11 Kv Chande Gavthan Feeder | 144009 | 33/11 KV KANCHANWADI
05039736 | DLMS-HPL | 076 | TCPIP_DLMS | GSM | Feeder | 6165 | 206 | 11 KV Renuka & Hanuman Express | 144010 | 33/11 KV WADAKSHIVALE
03016165 | Genus | 065 | TCPIP_Genus | GSM | Feeder | 6165 | 205 | 11 kv ispurli Vg | 144010 | 33/11 KV WADAKSHIVALE
15073692 | DLMS-LnT | 053 | TCPIP_DLMS | GSM | Feeder | 6165 | 209 | 11KV DINDNERLI AG | 144010 | 33/11 KV WADAKSHIVALE
08024610 | DLMS-Genus | 065 | TCPIP_DLMS | GSM | Feeder | 6165 | 208 | 11KV GAJANAN AG | 144010 | 33/11 KV WADAKSHIVALE
X1251847 | DLMS-Secure | 055 | TCPIP_DLMS | GSM | Feeder | 6165 | 208 | BHOGAVATI VG | 144078 | 33/11 KV RASHIWADE
X1251893 | DLMS-Secure | 055 | TCPIP_DLMS | GSM | Feeder | 6165 | 207 | PARITE AG | 144078 | 33/11 KV RASHIWADE
X1251811 | DLMS-Secure | 055 | TCPIP_DLMS | GSM | Feeder | 6165 | 209 | GHOTWADE AG | 144078 | 33/11 KV RASHIWADE
17271028 | DLMS-LnT | 053 | TCPIP_DLMS | GSM | Feeder | 6165 | 208 | 11KV KOTHALI SPPM | 146011 | 110/11 KV KOTHALI
17270873 | DLMS-LnT | 053 | TCPIP_DLMS | GSM | Feeder | 6165 | 204 | 11 KV WASHI SHETI | 146011 | 110/11 KV KOTHALI
17270875 | DLMS-LnT | 053 | TCPIP_DLMS | GSM | Feeder | 6165 | 202 | 11 KV COLLAGE | 146011 | 110/11 KV KOTHALI
17270874 | DLMS-LnT | 053 | TCPIP_DLMS | GSM | Feeder | 6165 | 203 | 11 KV KURDU | 146011 | 110/11 KV KOTHALI
14763439 | DLMS-LnT | 053 | TCPIP_DLMS | GSM | Feeder | 6165 | 207 | 11 Kv Kanchanwadi Gavthan Feed | 144009 | 33/11 KV KANCHANWADI
12626230 | DLMS-LnT | 053 | TCPIP_DLMS | GSM | Feeder | 6165 | 202 | 11 kv Chande Sheti Feeder | 144009 | 33/11 KV KANCHANWADI
14763542 | DLMS-LnT | 053 | TCPIP_DLMS | GSM | Feeder | 6165 | 204 | 11 Kv Bachani Vg | 144010 | 33/11 KV WADAKSHIVALE
17270881 | DLMS-LnT | 053 | TCPIP_DLMS | GSM | Feeder | 6165 | 205 | 11 KV DEWALE | 146011 | 110/11 KV KOTHALI
17270878 | DLMS-LnT | 053 | TCPIP_DLMS | GSM | Feeder | 6165 | 207 | 11 KV HIRAWADE | 146011 | 110/11 KV KOTHALI
XB452197 | DLMS-Secure | 055 | TCPIP_DLMS | GSM | Feeder | 6165 | 205 | SHAHU LIS | 144078 | 33/11 KV RASHIWADE
XB420125 | DLMS-Secure | 055 | TCPIP_DLMS | GSM | Feeder | 6165 | 201 | 11 kv M.Shiroli sheti fdr | 144009 | 33/11 KV KANCHANWADI
17271029 | DLMS-LnT | 053 | TCPIP_DLMS | GSM | Feeder | 6165 | 406 | Rajiwaji Sut Girani | 146013 | 110/33 KV PUIKHADI
17270880 | DLMS-LnT | 053 | TCPIP_DLMS | GSM | Feeder | 6165 | 209 | 11 KV HANUMAN SPPM | 146011 | 110/11 KV KOTHALI
17270882 | DLMS-LnT | 053 | TCPIP_DLMS | GSM | Feeder | 6165 | 401 | 33 Kv Puikhadi | 146011 | 110/11 KV KOTHALI
17270876 | DLMS-LnT | 053 | TCPIP_DLMS | GSM | Feeder | 6165 | 201 | 11 KV SHAHUNAGAR GAVTHAN | 146011 | 110/11 KV KOTHALI
MSB06228 | Secure | 055 | TCPIP_Secure | GSM | Feeder | 6165 | 202 | 11KV BIRDEV AG FEEDER | 144078 | 33/11 KV RASHIWADE
16068043 | DLMS-LnT | 053 | TCPIP_DLMS | GSM | Feeder | 6165 | 203 | 11 kv Ispurli Ag | 144010 | 33/11 KV WADAKSHIVALE
17270879 | DLMS-LnT | 053 | TCPIP_DLMS | GSM | Feeder | 6165 | 206 | 11 KV TULASHI | 146011 | 110/11 KV KOTHALI
X2000754 | DLMS-Secure | 055 | TCPIP_DLMS | GSM | Feeder | 6181 | 203 | 11 KV KOPARDE AG | 144136 | 33/11 KV BHAMATE SUB STATION
09205952 | LnT | 053 | TCPIP_LnT_9600 | GSM | Feeder | 6181 | 205 | BALINGA WATER WORKS | 144031 | 33/11 KV BALINGA S/STN
08025275 | DLMS-Genus | 065 | TCPIP_DLMS | GSM | Feeder | 6181 | 202 | 11 KV MAHE VG | 144005 | 33/11 KV KOGE
X1251870 | DLMS-Secure | 055 | TCPIP_DLMS | GSM | Feeder | 6181 | 206 | 11 KV KUDITRE AG FEEDER | 144031 | 33/11 KV BALINGA S/STN
X1251774 | DLMS-Secure | 055 | TCPIP_DLMS | GSM | Feeder | 6181 | 209 | 11KV KHUPIRE AG | 144031 | 33/11 KV BALINGA S/STN
XB420003 | DLMS-Secure | 055 | TCPIP_DLMS | GSM | Feeder | 6181 | 203 | 11 KV KHUPIRE VG | 144031 | 33/11 KV BALINGA S/STN
X1251770 | DLMS-Secure | 055 | TCPIP_DLMS | GSM | Feeder | 6181 | 210 | 11 KV KUDITRE VG | 144031 | 33/11 KV BALINGA S/STN
17094224 | DLMS-LnT | 053 | TCPIP_DLMS | GSM | Feeder | 6181 | 203 | 11 KV UPWADE AG | 144110 | 33/11KV BOLOLI S.ST
X2117549 | DLMS-Secure | 055 | TCPIP_DLMS | GSM | Feeder | 6181 | 203 | 11 KV BAHIRESHWAR VG | 144005 | 33/11 KV KOGE
X2117552 | DLMS-Secure | 055 | TCPIP_DLMS | GSM | Feeder | 6181 | 201 | 11 KV WAKARE AG | 144005 | 33/11 KV KOGE
04575442 | DLMS-Genus | 065 | TCPIP_DLMS | GSM | Feeder | 6181 | 207 | 11 KV BARBHAI AG | 144005 | 33/11 KV KOGE
X1251788 | DLMS-Secure | 055 | TCPIP_DLMS | GSM | Feeder | 6181 | 201 | 11 KV NAGDEVWADI AG | 144031 | 33/11 KV BALINGA S/STN
X1251766 | DLMS-Secure | 055 | TCPIP_DLMS | GSM | Feeder | 6181 | 202 | 11 KV PADALI VG | 144031 | 33/11 KV BALINGA S/STN
X1251868 | DLMS-Secure | 055 | TCPIP_DLMS | GSM | Feeder | 6181 | 204 | 11 KV FULEWADI VG | 144031 | 33/11 KV BALINGA S/STN
05039766 | DLMS-HPL | 076 | TCPIP_DLMS | GSM | Feeder | 6181 | 206 | 11 KV BAHIRESHWAR AG | 144005 | 33/11 KV KOGE
X0400390 | DLMS-Secure | 055 | TCPIP_DLMS | GSM | Feeder | 6181 | 208 | 11KV PADALI AG | 144031 | 33/11 KV BALINGA S/STN
MH907801 | Secure | 055 | TCPIP_Secure | GSM | Feeder | 6181 | 202 | 11 KV KHATANGLE AG | 144110 | 33/11KV BOLOLI S.ST
BS918725 | Secure | 055 | TCPIP_Secure | GSM | Feeder | 6181 | 201 | 11 KV SANGRUL VG | 144110 | 33/11KV BOLOLI S.ST
X1947519 | DLMS-Secure | 055 | TCPIP_DLMS | GSM | Feeder | 6181 | 202 | 11 KV ADUR AG | 144136 | 33/11 KV BHAMATE SUB STATION
X0400388 | DLMS-Secure | 055 | TCPIP_DLMS | GSM | Feeder | 6181 | 205 | 11 KV MAHE AG | 144005 | 33/11 KV KOGE
XB419994 | DLMS-Secure | 055 | TCPIP_DLMS | GSM | Feeder | 6181 | 207 | 11 KV FULEWADI AG | 144031 | 33/11 KV BALINGA S/STN
X2000735 | DLMS-Secure | 055 | TCPIP_DLMS | GSM | Feeder | 6181 | 201 | 11 KV KUDITRE VG NEW | 144136 | 33/11 KV BHAMATE SUB STATION
X0400389 | DLMS-Secure | 055 | TCPIP_DLMS | GSM | Feeder | 6181 | 204 | 11 KV SANGRUL AG | 144005 | 33/11 KV KOGE
MPU06283 | Secure | 055 | TCPIP_Secure | GSM | Feeder | 7137 | 206 | 11 KV PIMPALGAON AG | 144021 | 33/11KV GARGOTI SUBSTATION
17272530 | DLMS-LnT | 053 | TCPIP_DLMS | GSM | Feeder | 7137 | 202 | 11 KV MHASARANG AG | 144023 | 33/11 KV KADGAON SUBSTATION
17272544 | DLMS-LnT | 053 | TCPIP_DLMS | GSM | Feeder | 7137 | 202 | 11 KV ARALGUNDI AG | 144022 | 33/11KV PIMPALGAON S/S
17272545 | DLMS-LnT | 053 | TCPIP_DLMS | GSM | Feeder | 7137 | 205 | 11 KV BARVE VG | 144022 | 33/11KV PIMPALGAON S/S
17272529 | DLMS-LnT | 053 | TCPIP_DLMS | GSM | Feeder | 7137 | 203 | 11 KV VENGRUL AG | 144023 | 33/11 KV KADGAON SUBSTATION
17272543 | DLMS-LnT | 053 | TCPIP_DLMS | GSM | Feeder | 7137 | 203 | 11 KV ARALGUNDI VG. | 144022 | 33/11KV PIMPALGAON S/S
17272547 | DLMS-LnT | 053 | TCPIP_DLMS | GSM | Feeder | 7137 | 204 | 11 KV DONAWADE AG | 144023 | 33/11 KV KADGAON SUBSTATION
X0402103 | DLMS-Secure | 055 | TCPIP_DLMS | GSM | Feeder | 7137 | 201 | 11KV MEGHOLI VG | 144132 | 33/11KV SHELOLI SUBSTATION
11115403 | LnT | 053 | TCPIP_LnT_9600 | GSM | Feeder | 7137 | 204 | 11 KV MADILAGE VG | 144021 | 33/11KV GARGOTI SUBSTATION
07035339 | LnT | 053 | TCPIP_LNT | GSM | Feeder | 7137 | 209 | 11KV MADUR VG | 144021 | 33/11KV GARGOTI SUBSTATION
17272532 | DLMS-LnT | 053 | TCPIP_DLMS | GSM | Feeder | 7137 | 202 | 11 KV HEDEWADE AG. | 144082 | 33/11 KV DARWAD SUBSTATION
13003698 | LnT | 053 | TCPIP_LnT_9600 | GSM | Feeder | 7137 | 402 | 33 KV Shriram LIS | 144082 | 33/11 KV DARWAD SUBSTATION
MSB60764 | Secure | 055 | TCPIP_Secure | GSM | Feeder | 7137 | 207 | 11 KV GANGAPUR AG. | 144021 | 33/11KV GARGOTI SUBSTATION
MSP35786 | Secure | 055 | TCPIP_Secure | GSM | Feeder | 7137 | 201 | 11 KV DASEWADI AG. | 144094 | 33/11 KV TAMBALE SUBSTATION
X0402105 | DLMS-Secure | 055 | TCPIP_DLMS | GSM | Feeder | 7137 | 203 | NAVALE AG | 144132 | 33/11KV SHELOLI SUBSTATION
X0464568 | DLMS-Secure | 055 | TCPIP_DLMS | GSM | Feeder | 7137 | 202 | FAGAREWADI AG | 144132 | 33/11KV SHELOLI SUBSTATION
MSE04789 | Secure | 055 | TCPIP_Secure | GSM | Feeder | 7137 | 201 | 11 KV MINCHE GAOTHAN | 144082 | 33/11 KV DARWAD SUBSTATION
MSB60774 | Secure | 055 | TCPIP_Secure | GSM | Feeder | 7137 | 208 | 11 KV DARWAD AG. | 144021 | 33/11KV GARGOTI SUBSTATION
07409764 | LnT | 053 | TCPIP_LNT | GSM | Feeder | 7137 | 205 | 11 KV SHELOLI VG | 144023 | 33/11 KV KADGAON SUBSTATION
MSP35787 | Secure | 055 | TCPIP_Secure | GSM | Feeder | 7137 | 202 | 11 KV PATGAON VG. | 144094 | 33/11 KV TAMBALE SUBSTATION
04580811 | DLMS-Genus | 065 | TCPIP_DLMS | GSM | Feeder | 7137 | 206 | 11KV DHAMANE AG(AJARA) | 144022 | 33/11KV PIMPALGAON S/S
17224027 | DLMS-LnT | 053 | TCPIP_DLMS | GSM | Feeder | 7137 | 208 | 11 KV VAKIGHOL AG | 144023 | 33/11 KV KADGAON SUBSTATION
X2117540 | DLMS-Secure | 055 | TCPIP_DLMS | GSM | Feeder | 7137 | 206 | 11 KV NAVARASWADI AG | 144082 | 33/11 KV DARWAD SUBSTATION
X2117567 | DLMS-Secure | 055 | TCPIP_DLMS | GSM | Feeder | 7137 | 205 | 11 KV DARWAD VG | 144082 | 33/11 KV DARWAD SUBSTATION
MSP35790 | Secure | 055 | TCPIP_Secure | GSM | Feeder | 7137 | 203 | 11 KV SHIVDAV AG. | 144094 | 33/11 KV TAMBALE SUBSTATION
07409959 | LnT | 053 | TCPIP_LNT | GSM | Feeder | 7137 | 206 | 11 KV KARADWADI VG | 144023 | 33/11 KV KADGAON SUBSTATION
MSE16636 | Secure | 055 | TCPIP_Secure | GSM | Feeder | 7137 | 203 | 11 KV NILPAN AG. | 144082 | 33/11 KV DARWAD SUBSTATION
15107749 | LnT | 053 | TCPIP_LnT_9600 | GSM | Feeder | 7137 | 204 | 11 KV KONDOSHI VG | 144094 | 33/11 KV TAMBALE SUBSTATION
07035467 | LnT | 053 | TCPIP_LNT | GSM | Feeder | 7137 | 202 | 11 KV SHENAGAON AG | 144021 | 33/11KV GARGOTI SUBSTATION
07035577 | LnT | 053 | TCPIP_LNT | GSM | Feeder | 7137 | 201 | 11 KV MANGNOOR AG | 144022 | 33/11KV PIMPALGAON S/S
07328481 | LnT | 053 | TCPIP_LNT | GSM | Feeder | 7137 | 205 | 11 KV GARGOTI PWW EXPRESS | 144021 | 33/11KV GARGOTI SUBSTATION
14046248 | LnT | 053 | TCPIP_LnT_9600 | GSM | Feeder | 7137 | 203 | 11 KV PIMPALGAON VG. | 144021 | 33/11KV GARGOTI SUBSTATION
17272531 | DLMS-LnT | 053 | TCPIP_DLMS | GSM | Feeder | 7137 | 207 | 11 KV NANDOLI VG | 144023 | 33/11 KV KADGAON SUBSTATION
17272089 | DLMS-LnT | 053 | TCPIP_DLMS | GSM | Feeder | 7111 | 201 | GADMUDSHINGI AG | 144095 | 33/11KV GADMUDSHINGI
MSP35007 | Secure | 055 | TCPIP_Secure | GSM | Feeder | 7111 | 203 | GADMUDSHINGI VG | 144095 | 33/11KV GADMUDSHINGI
MSB60768 | Secure | 055 | TCPIP_Secure | GSM | Feeder | 7111 | 203 | BAJRANG AG | 144085 | 33/11KV YELGUD SUBSTATION
MSB60773 | Secure | 055 | TCPIP_Secure | GSM | Feeder | 7111 | 202 | LAXMI AG | 144085 | 33/11KV YELGUD SUBSTATION
X1097063 | DLMS-Secure | 055 | TCPIP_DLMS | GSM | Feeder | 7111 | 208 | 11 KV HALASAWADE VG | 144065 | 33/11 KV S/ST PATTANKODOLI
13547033 | DLMS-LnT | 053 | TCPIP_DLMS | GSM | Feeder | 7111 | 208 | BIRDEV AG | 144064 | 33/11 KV HUPARI
13547031 | DLMS-LnT | 053 | TCPIP_DLMS | GSM | Feeder | 7111 | 202 | HUPARI VILLAGE | 144064 | 33/11 KV HUPARI
13547030 | DLMS-LnT | 053 | TCPIP_DLMS | GSM | Feeder | 7111 | 201 | SILVER ZONE | 144064 | 33/11 KV HUPARI
08023867 | DLMS-Genus | 065 | TCPIP_DLMS | GSM | Feeder | 7111 | 204 | 11 KV INGALI VILLAGE | 144065 | 33/11 KV S/ST PATTANKODOLI
08023862 | DLMS-Genus | 065 | TCPIP_DLMS | GSM | Feeder | 7111 | 203 | 11 KV SANGWADE AG | 144065 | 33/11 KV S/ST PATTANKODOLI
13547029 | DLMS-LnT | 053 | TCPIP_DLMS | GSM | Feeder | 7111 | 207 | HUPARI AG | 144064 | 33/11 KV HUPARI
X1237122 | DLMS-Secure | 055 | TCPIP_DLMS | GSM | Feeder | 7111 | 205 | 11KV SIDHNATH AG FEEDER | 144095 | 33/11KV GADMUDSHINGI
X0401379 | DLMS-Secure | 055 | TCPIP_DLMS | GSM | Feeder | 7111 | 201 | PATTANKODOLI AG | 144065 | 33/11 KV S/ST PATTANKODOLI
X0398699 | DLMS-Secure | 055 | TCPIP_DLMS | GSM | Feeder | 7111 | 206 | 11 KV PATTANKODOLI VLG | 144065 | 33/11 KV S/ST PATTANKODOLI
00567078 | DLMS-HPL | 076 | TCPIP_DLMS | GSM | Feeder | 7111 | 204 | RENDAL | 144064 | 33/11 KV HUPARI
07409860 | LnT | 053 | TCPIP_LNT | GSM | Feeder | 7111 | 203 | YALGUD AG | 144064 | 33/11 KV HUPARI
X0398698 | DLMS-Secure | 055 | TCPIP_DLMS | GSM | Feeder | 7111 | 205 | 11 KV SANGAWADE VG | 144065 | 33/11 KV S/ST PATTANKODOLI
XB420117 | DLMS-Secure | 055 | TCPIP_DLMS | GSM | Feeder | 7111 | 207 | 11 KV Vasagade Ag Feeder | 144065 | 33/11 KV S/ST PATTANKODOLI
X0401380 | DLMS-Secure | 055 | TCPIP_DLMS | GSM | Feeder | 7111 | 202 | 11 KV INGALI AG | 144065 | 33/11 KV S/ST PATTANKODOLI
17272087 | DLMS-LnT | 053 | TCPIP_DLMS | GSM | Feeder | 7111 | 203 | 11 KV RANGOLI VILLAGE | 144076 | 33/11 KV RANGOLI
17272090 | DLMS-LnT | 053 | TCPIP_DLMS | GSM | Feeder | 7111 | 201 | 11 KV BRAMHANATH AG | 144076 | 33/11 KV RANGOLI
17272091 | DLMS-LnT | 053 | TCPIP_DLMS | GSM | Feeder | 7111 | 202 | 11 KV PANCHGANGA AG | 144076 | 33/11 KV RANGOLI
MSP35016 | Secure | 055 | TCPIP_Secure | GSM | Feeder | 7111 | 202 | KALAMWADI VG | 144095 | 33/11KV GADMUDSHINGI
17272088 | DLMS-LnT | 053 | TCPIP_DLMS | GSM | Feeder | 7111 | 204 | SARNOBATWADI AG | 144095 | 33/11KV GADMUDSHINGI
MSB60782 | Secure | 055 | TCPIP_Secure | GSM | Feeder | 7111 | 201 | 11 KV YELGUD VG | 144085 | 33/11KV YELGUD SUBSTATION
07409845 | LnT | 053 | TCPIP_LNT | GSM | Feeder | 7129 | 206 | 11KV MAHALAXMI | 144073 | 33/11 KV 5 STAR MIDC
09141348 | LnT | 053 | TCPIP_LnT_9600 | GSM | Feeder | 7129 | 203 | 11 KV KORGAONKAR | 144073 | 33/11 KV 5 STAR MIDC
12022972 | LnT | 053 | TCPIP_LnT_9600 | GSM | Feeder | 7129 | 205 | 11 KV VILSON ROOFING | 144073 | 33/11 KV 5 STAR MIDC
13062920 | LnT | 053 | TCPIP_LnT_9600 | GSM | Feeder | 7129 | 204 | 11 KV SILVER ZONE | 144073 | 33/11 KV 5 STAR MIDC
11115410 | LnT | 053 | TCPIP_LnT_9600 | GSM | Feeder | 7129 | 201 | 11KV ARYA | 144073 | 33/11 KV 5 STAR MIDC
16002894 | LnT | 053 | TCPIP_LnT_9600 | GSM | Feeder | 7129 | 205 | 11 KV RTO CHECK POST | 144067 | 33/11 KV K'SANGAON
MSB60795 | Secure | 055 | TCPIP_Secure | GSM | Feeder | 7129 | 207 | 11KV VITTHAL SHIVAJI LIS | 144015 | 33/11KV SIDHNERLI
14191138 | LnT | 053 | TCPIP_LnT_9600 | GSM | Feeder | 7129 | 201 | 11KV MIDC | 144017 | 33/11 KV GOKULSHIRGAON
MSB60797 | Secure | 055 | TCPIP_Secure | GSM | Feeder | 7129 | 201 | 11 KV ANOOR AG | 144083 | 33/11 KV kenawade
MSB60778 | Secure | 055 | TCPIP_Secure | GSM | Feeder | 7129 | 202 | MHAKVE GAVTHAN | 144083 | 33/11 KV kenawade
08009857 | LnT | 053 | TCPIP_LNT | GSM | Feeder | 7129 | 204 | SIDHNERLI EKONDI GAOTHAN | 144015 | 33/11KV SIDHNERLI
MSB60777 | Secure | 055 | TCPIP_Secure | GSM | Feeder | 7129 | 203 | 11KV SHENDUR AG | 144015 | 33/11KV SIDHNERLI
X2047483 | DLMS-Secure | 055 | TCPIP_DLMS | GSM | Feeder | 7129 | 206 | 11 KV KARNOOR VG | 144119 | 33/11 KV PIMPALGAON KH
17094214 | DLMS-LnT | 053 | TCPIP_DLMS | GSM | Feeder | 7129 | 201 | EKONDI AG | 144015 | 33/11KV SIDHNERLI
14192543 | LnT | 053 | TCPIP_LnT_9600 | GSM | Feeder | 7129 | 204 | 11 KV PANCHAGANGA | 144017 | 33/11 KV GOKULSHIRGAON
17271051 | DLMS-LnT | 053 | TCPIP_DLMS | GSM | Feeder | 7129 | 402 | 33KV SHAHU LIS - KGL- | 144016 | 33/11 KV KAGAL SUBSTATION
17271055 | DLMS-LnT | 053 | TCPIP_DLMS | GSM | Feeder | 7129 | 406 | 33 KV MENON BRG | 146012 | 110/33 KV G.SHIRGAON
17271054 | DLMS-LnT | 053 | TCPIP_DLMS | GSM | Feeder | 7129 | 408 | 33KV KOEL EXP | 148009 | 220/33KV FIVE STAR EHV S/STN
X0398692 | DLMS-Secure | 055 | TCPIP_DLMS | GSM | Feeder | 7129 | 202 | 11 KV CRUSHER VG | 144119 | 33/11 KV PIMPALGAON KH
17094208 | DLMS-LnT | 053 | TCPIP_DLMS | GSM | Feeder | 7129 | 207 | 11 KV UJALAIWADI VG | 144017 | 33/11 KV GOKULSHIRGAON
17128991 | DLMS-LnT | 053 | TCPIP_DLMS | GSM | Feeder | 7129 | 207 | S.KHARKHAN AG | 144016 | 33/11 KV KAGAL SUBSTATION
X0402106 | DLMS-Secure | 055 | TCPIP_DLMS | GSM | Feeder | 7129 | 403 | 33 KV PADMAVATI | 144016 | 33/11 KV KAGAL SUBSTATION
X0402090 | DLMS-Secure | 055 | TCPIP_DLMS | GSM | Feeder | 7129 | 210 | 11KV POWER GRID EXPRESS FEEDER | 144017 | 33/11 KV GOKULSHIRGAON
18048756 | DLMS-LnT | 053 | TCPIP_DLMS | GSM | Feeder | 7129 | 202 | KAGAL-SUGAR FACTORY VG | 144016 | 33/11 KV KAGAL SUBSTATION
19231229 | DLMS-LnT | 053 | TCPIP_DLMS | GSM | Feeder | 7129 | 208 | KAGAL VG | 144016 | 33/11 KV KAGAL SUBSTATION
19231245 | DLMS-LnT | 053 | TCPIP_DLMS | GSM | Feeder | 7129 | 201 | KAGAL AG | 144016 | 33/11 KV KAGAL SUBSTATION
MSP52747 | DLMS-Secure | 055 | TCPIP_DLMS | GSM | Feeder | 7129 | 206 | 11 KV F BLOCK | 144067 | 33/11 KV K'SANGAON
X2103704 | DLMS-Secure | 055 | TCPIP_DLMS | GSM | Feeder | 7129 | 204 | 11KV PIMPALGAON VG | 144119 | 33/11 KV PIMPALGAON KH
X2081575 | DLMS-Secure | 055 | TCPIP_DLMS | GSM | Feeder | 7129 | 206 | 11KV SAKE AG | 144083 | 33/11 KV kenawade
X2103510 | DLMS-Secure | 055 | TCPIP_DLMS | GSM | Feeder | 7129 | 205 | 11KV WAGHJAI AG | 144083 | 33/11 KV kenawade
X2103909 | DLMS-Secure | 055 | TCPIP_DLMS | GSM | Feeder | 7129 | 204 | 11 KV MHAKAVE AG | 144083 | 33/11 KV kenawade
X2103671 | DLMS-Secure | 055 | TCPIP_DLMS | GSM | Feeder | 7129 | 205 | 11KV HANUMAN AG | 144119 | 33/11 KV PIMPALGAON KH
X0403244 | DLMS-Secure | 055 | TCPIP_DLMS | GSM | Feeder | 7129 | 211 | 11 KV TARUN BHARAT | 144017 | 33/11 KV GOKULSHIRGAON
X0402117 | DLMS-Secure | 055 | TCPIP_DLMS | GSM | Feeder | 7129 | 210 | 11 KV E BLOCK FEEDER | 144073 | 33/11 KV 5 STAR MIDC
19645737 | DLMS-LnT | 053 | TCPIP_DLMS | GSM | Feeder | 7129 | 208 | 11 KV LUCKY STAR | 144073 | 33/11 KV 5 STAR MIDC
17086369 | DLMS-LnT | 053 | TCPIP_DLMS | GSM | Feeder | 7129 | 209 | 11 KV B BLLOCK | 144073 | 33/11 KV 5 STAR MIDC
X0403229 | DLMS-Secure | 055 | TCPIP_DLMS | GSM | Feeder | 7129 | 201 | 11 KV PIMPALGAON AG | 144119 | 33/11 KV PIMPALGAON KH
08023866 | DLMS-Genus | 065 | TCPIP_DLMS | GSM | Feeder | 7129 | 213 | 11 KV PRADHIKARAN | 144017 | 33/11 KV GOKULSHIRGAON
X1960355 | DLMS-Secure | 055 | TCPIP_DLMS | GSM | Feeder | 7129 | 407 | MANTRI METAL | 148009 | 220/33KV FIVE STAR EHV S/STN
X1960357 | DLMS-Secure | 055 | TCPIP_DLMS | GSM | Feeder | 7129 | 417 | 33KV KASTURI MENON | 148009 | 220/33KV FIVE STAR EHV S/STN
MSB60760 | Secure | 055 | TCPIP_Secure | GSM | Feeder | 7129 | 205 | 11 KV PATEL PETRO FEEDER | 144079 | 33/11 KV MIDC G SHIRGAON
MSB60800 | Secure | 055 | TCPIP_Secure | GSM | Feeder | 7129 | 204 | TAMGOAN VG | 144079 | 33/11 KV MIDC G SHIRGAON
05049563 | DLMS-HPL | 076 | TCPIP_DLMS | GSM | Feeder | 7129 | 207 | 11 KV ELCOM | 144067 | 33/11 KV K'SANGAON
MSB60763 | Secure | 055 | TCPIP_Secure | GSM | Feeder | 7129 | 201 | 11 KV VARDHAMAN FEEDER | 144079 | 33/11 KV MIDC G SHIRGAON
MSB60769 | Secure | 055 | TCPIP_Secure | GSM | Feeder | 7129 | 206 | 11KV Devi gas | 144079 | 33/11 KV MIDC G SHIRGAON
MSP52737 | DLMS-Secure | 055 | NON_AMR_MODEM | GSM | Feeder | 7129 | 204 | 11 KV LINGNOOR (VG) | 144067 | 33/11 KV K'SANGAON
17271009 | DLMS-LnT | 053 | NON_AMR_MODEM | GSM | Feeder | 7129 | 405 | Abhisek feeder | 148002 | 220/110/33 KV MUDSHINGI
MSB60776 | Secure | 055 | TCPIP_Secure | GSM | Feeder | 7129 | 203 | KENAVADE AG | 144083 | 33/11 KV kenawade
17224036 | DLMS-LnT | 053 | TCPIP_DLMS | GSM | Feeder | 7129 | 203 | KANERI GAOTHAN | 144017 | 33/11 KV GOKULSHIRGAON
17224037 | DLMS-LnT | 053 | TCPIP_DLMS | GSM | Feeder | 7129 | 402 | 33 KV SHAHU LIS -SDH- | 144015 | 33/11KV SIDHNERLI
17224034 | DLMS-LnT | 053 | TCPIP_DLMS | GSM | Feeder | 7129 | 206 | 11KV INDUSTRIAL | 144017 | 33/11 KV GOKULSHIRGAON
17224035 | DLMS-LnT | 053 | TCPIP_DLMS | GSM | Feeder | 7129 | 205 | 11KV MAINROAD | 144017 | 33/11 KV GOKULSHIRGAON
19231213 | DLMS-LnT | 053 | TCPIP_DLMS | GSM | Feeder | 7129 | 202 | M SANGAON VG | 144067 | 33/11 KV K'SANGAON
16068019 | DLMS-LnT | 053 | TCPIP_DLMS | GSM | Feeder | 7129 | 212 | 11 KV MADHAV NAGAR | 144017 | 33/11 KV GOKULSHIRGAON
18086646 | DLMS-LnT | 053 | TCPIP_DLMS | GSM | Feeder | 7129 | 202 | 11KV WEST BLOCK | 144017 | 33/11 KV GOKULSHIRGAON
18086730 | DLMS-LnT | 053 | TCPIP_DLMS | GSM | Feeder | 7129 | 209 | UJALAIWADI SHETI PUMP | 144017 | 33/11 KV GOKULSHIRGAON
18086619 | DLMS-LnT | 053 | TCPIP_DLMS | GSM | Feeder | 7129 | 202 | 11 KV MATHER & PLATT | 144079 | 33/11 KV MIDC G SHIRGAON
18086688 | DLMS-LnT | 053 | TCPIP_DLMS | GSM | Feeder | 7129 | 206 | OCTEGA GREEN | 144015 | 33/11KV SIDHNERLI
17271053 | DLMS-LnT | 053 | TCPIP_DLMS | GSM | Feeder | 7129 | 410 | 33KV GPI | 148009 | 220/33KV FIVE STAR EHV S/STN
17224039 | DLMS-LnT | 053 | TCPIP_DLMS | GSM | Feeder | 7129 | 203 | NON SH MIDC KAGAL-ANANT ROTO | 144016 | 33/11 KV KAGAL SUBSTATION
17224041 | DLMS-LnT | 053 | TCPIP_DLMS | GSM | Feeder | 7129 | 205 | K.SANGAON | 144016 | 33/11 KV KAGAL SUBSTATION
17224042 | DLMS-LnT | 053 | TCPIP_DLMS | GSM | Feeder | 7129 | 204 | LAXMI IND | 144016 | 33/11 KV KAGAL SUBSTATION
17224040 | DLMS-LnT | 053 | TCPIP_DLMS | GSM | Feeder | 7129 | 206 | LAXMI-AG FEEDER- | 144016 | 33/11 KV KAGAL SUBSTATION
MSP52714 | DLMS-Secure | 055 | TCPIP_DLMS | GSM | Feeder | 7129 | 203 | SULKUD AG | 144067 | 33/11 KV K'SANGAON
12627171 | DLMS-LnT | 053 | TCPIP_DLMS | GSM | Feeder | 7129 | 202 | 11 KV MANAGAL METAL | 144073 | 33/11 KV 5 STAR MIDC
XB462861 | DLMS-Secure | 055 | TCPIP_DLMS | GSM | Feeder | 7129 | 203 | 11 KV Vhannur AG | 144119 | 33/11 KV PIMPALGAON KH
17271050 | DLMS-LnT | 053 | TCPIP_DLMS | GSM | Feeder | 7129 | 409 | 33KV UTP | 148009 | 220/33KV FIVE STAR EHV S/STN
17271052 | DLMS-LnT | 053 | TCPIP_DLMS | GSM | Feeder | 7129 | 401 | 33KV OSWAL FEEDER | 148009 | 220/33KV FIVE STAR EHV S/STN
14763516 | DLMS-LnT | 053 | TCPIP_DLMS | GSM | Feeder | 7129 | 208 | KANERI AG | 144017 | 33/11 KV GOKULSHIRGAON
X0398703 | DLMS-Secure | 055 | TCPIP_DLMS | GSM | Feeder | 7129 | 207 | 11 KV T BLOCK | 144073 | 33/11 KV 5 STAR MIDC
XC439868 | DLMS-Secure | 055 | TCPIP_DLMS | GSM | Feeder | 7129 | 201 | 11 KV RAM MANDIR | 144124 | 33/11 KV GAHININATH NAGAR
XC447171 | DLMS-Secure | 055 | TCPIP_DLMS | GSM | Feeder | 7129 | 203 | 11 KV DUDHGANGA AG | 144124 | 33/11 KV GAHININATH NAGAR
XC439864 | DLMS-Secure | 055 | TCPIP_DLMS | GSM | Feeder | 7129 | 202 | 11 KV GAHININATH VG | 144124 | 33/11 KV GAHININATH NAGAR
17128968 | DLMS-LnT | 053 | TCPIP_DLMS | GSM | Feeder | 7129 | 201 | 11KV RANDEVIWADI AG | 144067 | 33/11 KV K'SANGAON
17128983 | DLMS-LnT | 053 | TCPIP_DLMS | GSM | Feeder | 7129 | 202 | SIDDHANERLI- AG | 144015 | 33/11KV SIDHNERLI
12626931 | DLMS-LnT | 053 | TCPIP_DLMS | GSM | Feeder | 7153 | 203 | 11 KV ARJUNNAGAR VG | 144019 | 33/11 KV SONAGE S/S
16068063 | DLMS-LnT | 053 | TCPIP_DLMS | GSM | Feeder | 7153 | 203 | 11 KV BORAWADE AG | 144020 | 33/11 KV MUDHAL THITA
MSB60761 | Secure | 055 | TCPIP_Secure | GSM | Feeder | 7153 | 206 | CHIKHALI AG | 144019 | 33/11 KV SONAGE S/S
11533382 | LnT | 053 | TCPIP_LnT_9600 | GSM | Feeder | 7153 | 201 | 11 KV SONAGE AG | 144019 | 33/11 KV SONAGE S/S
17271057 | DLMS-LnT | 053 | TCPIP_DLMS | GSM | Feeder | 7153 | 405 | SHRI DUTT INDIA INDUSTRIAL EXPRESS | 148020 | 220/33KV HAMIDWADA S.ST.
11533285 | LnT | 053 | TCPIP_LnT_9600 | GSM | Feeder | 7153 | 205 | 11 KV GOKUL | 144020 | 33/11 KV MUDHAL THITA
11533191 | LnT | 053 | TCPIP_LnT_9600 | GSM | Feeder | 7153 | 204 | 11 KV SURUPALI GAOTHAN | 144019 | 33/11 KV SONAGE S/S
13045351 | LnT | 053 | TCPIP_LnT_9600 | GSM | Feeder | 7153 | 207 | 11 KV BALEGHOL GAOTHAN | 144018 | 33/11 Kv KAPASHI
XB462647 | DLMS-Secure | 055 | TCPIP_DLMS | GSM | Feeder | 7153 | 206 | 11 KV CHAUNDAL AG | 144097 | 33/11KV KURANI
12022843 | LnT | 053 | TCPIP_LnT_9600 | GSM | Feeder | 7153 | 404 | 33 KV HUTAMTA SWAMI WARAKE EX | 144020 | 33/11 KV MUDHAL THITA
11533203 | LnT | 053 | TCPIP_LnT_9600 | GSM | Feeder | 7153 | 204 | 11 KV BIDRI AG | 144020 | 33/11 KV MUDHAL THITA
18086581 | DLMS-LnT | 053 | TCPIP_DLMS | GSM | Feeder | 7153 | 206 | BIDRI-BORAWADE VG. FEEDER | 144020 | 33/11 KV MUDHAL THITA
17224038 | DLMS-LnT | 053 | TCPIP_DLMS | GSM | Feeder | 7153 | 201 | 11 KV MURGUD Ag | 144020 | 33/11 KV MUDHAL THITA
17272538 | DLMS-LnT | 053 | TCPIP_DLMS | GSM | Feeder | 7153 | 202 | Sonali AG | 144097 | 33/11KV KURANI
17272537 | DLMS-LnT | 053 | TCPIP_DLMS | GSM | Feeder | 7153 | 203 | Sawarde VG | 144097 | 33/11KV KURANI
17272541 | DLMS-LnT | 053 | TCPIP_DLMS | GSM | Feeder | 7153 | 204 | 11 KV LINGNOOR AG | 144018 | 33/11 Kv KAPASHI
17272527 | DLMS-LnT | 053 | TCPIP_DLMS | GSM | Feeder | 7153 | 206 | 11 KV Vadgaon Vg | 144018 | 33/11 Kv KAPASHI
X2000744 | DLMS-Secure | 055 | TCPIP_DLMS | GSM | Feeder | 7153 | 202 | 11 KV GALGALE AG | 144135 | 33/11 KV KHADAKEWADA
X1947510 | DLMS-Secure | 055 | TCPIP_DLMS | GSM | Feeder | 7153 | 201 | 11 KV BHAIRI GAOTHAN | 144135 | 33/11 KV KHADAKEWADA
X2000734 | DLMS-Secure | 055 | TCPIP_DLMS | GSM | Feeder | 7153 | 203 | 11 KV SANGAM AG | 144135 | 33/11 KV KHADAKEWADA
11533228 | LnT | 053 | TCPIP_LnT_9600 | GSM | Feeder | 7153 | 209 | 11 KV Madyal Ag | 144018 | 33/11 Kv KAPASHI
00567085 | DLMS-HPL | 076 | TCPIP_DLMS | GSM | Feeder | 7153 | 205 | 11 KV Banage Ag | 144019 | 33/11 KV SONAGE S/S
XB417337 | DLMS-Secure | 055 | TCPIP_DLMS | GSM | Feeder | 7153 | 403 | 33 KV Sonali LIS | 144020 | 33/11 KV MUDHAL THITA
13062924 | LnT | 053 | TCPIP_LnT_9600 | GSM | Feeder | 7153 | 208 | 11 KV JAINAL GAOTHAN | 144018 | 33/11 Kv KAPASHI
17272542 | DLMS-LnT | 053 | TCPIP_DLMS | GSM | Feeder | 7153 | 205 | 11 KV Arjunwada Ag | 144018 | 33/11 Kv KAPASHI
14017435 | LnT | 053 | TCPIP_LnT_9600 | GSM | Feeder | 7153 | 201 | 11KV KAPASHI AG | 144018 | 33/11 Kv KAPASHI
17272536 | DLMS-LnT | 053 | TCPIP_DLMS | GSM | Feeder | 7153 | 201 | Bhadgaon AG | 144097 | 33/11KV KURANI
17272540 | DLMS-LnT | 053 | TCPIP_DLMS | GSM | Feeder | 7153 | 203 | 11 KV MUGALI AG | 144018 | 33/11 Kv KAPASHI
17272539 | DLMS-LnT | 053 | TCPIP_DLMS | GSM | Feeder | 7153 | 202 | 11 KV HASOOR AG | 144018 | 33/11 Kv KAPASHI
XB417257 | DLMS-Secure | 055 | TCPIP_DLMS | GSM | Feeder | 7153 | 207 | 11 KV KOOR VG | 144020 | 33/11 KV MUDHAL THITA
XB417235 | DLMS-Secure | 055 | TCPIP_DLMS | GSM | Feeder | 7153 | 202 | 11 KV SARAVADE AG | 144020 | 33/11 KV MUDHAL THITA
XB462636 | DLMS-Secure | 055 | TCPIP_DLMS | GSM | Feeder | 7153 | 204 | MALAGE AGRICULTURAL | 144097 | 33/11KV KURANI
XB462642 | DLMS-Secure | 055 | TCPIP_DLMS | GSM | Feeder | 7153 | 205 | 11 KV CHIMKAI VG | 144097 | 33/11KV KURANI
11533279 | LnT | 053 | TCPIP_LnT_9600 | GSM | Feeder | 7153 | 202 | 11 KV HAMIDWADA AG FEEDER | 144019 | 33/11 KV SONAGE S/S
16068015 | DLMS-LnT | 053 | TCPIP_DLMS | GSM | Feeder | 7145 | 201 | 11 KV SHIRGAON AG | 144027 | 33/11 KV Aawali
17094267 | LnT | 053 | TCPIP_LnT_9600 | GSM | Feeder | 7145 | 201 | 11KV DIGAS FEEDER | 144028 | 33/11KV HASANE SUB-STATION
13547072 | LnT | 053 | TCPIP_LnT_9600 | GSM | Feeder | 7145 | 204 | 11 KV PIRAL AG. | 144091 | 33/11 KV RADHANAGARI
15086485 | LnT | 053 | TCPIP_LnT_9600 | GSM | Feeder | 7145 | 203 | 11 KV AWALI-RADHANAGARI AG | 144027 | 33/11 KV Aawali
16002808 | LnT | 053 | TCPIP_LnT_9600 | GSM | Feeder | 7145 | 202 | 11 KV PARITE AG | 144027 | 33/11 KV Aawali
MSB02685 | Secure | 055 | TCPIP_Secure | GSM | Feeder | 7145 | 202 | 11 KV TARALE VILLAGE(TARLE) | 144026 | 33/11 KV TARALE SUB STSTION
MSP33744 | Secure | 055 | TCPIP_Secure | GSM | Feeder | 7145 | 201 | 11 KV KALAMMAVADI VG | 144091 | 33/11 KV RADHANAGARI
11533181 | LnT | 053 | TCPIP_LnT_9600 | GSM | Feeder | 7145 | 206 | 11KV KANTHEWADI AG. | 144027 | 33/11 KV Aawali
12022827 | LnT | 053 | TCPIP_LnT_9600 | GSM | Feeder | 7145 | 201 | 11 KV DHAMOD AG | 144025 | 33/11 KV DHAMOD
13062946 | LnT | 053 | TCPIP_LnT_9600 | GSM | Feeder | 7145 | 204 | 11 KV BURAMBALI AG | 144025 | 33/11 KV DHAMOD
MSP33742 | Secure | 055 | TCPIP_Secure | GSM | Feeder | 7145 | 202 | 11 KV KUDUTRI VILLAGE | 144091 | 33/11 KV RADHANAGARI
MSE16611 | Secure | 055 | TCPIP_Secure | GSM | Feeder | 7145 | 204 | 11KV AAINI VILLAGE | 144066 | 33/11 KV SOLANKUR S/S
11533211 | LnT | 053 | TCPIP_LnT_9600 | GSM | Feeder | 7145 | 204 | 11 KV ARJUNWADA AG | 144024 | 33/11KV WALWA S/S
07328479 | LnT | 053 | TCPIP_LNT | GSM | Feeder | 7145 | 203 | 11KV SOLANKUR VILLEGE FEEDER | 144066 | 33/11 KV SOLANKUR S/S
MSB02673 | Secure | 055 | TCPIP_Secure | GSM | Feeder | 7145 | 203 | 11KV DHAMOD-KELOSHI VILLAGE | 144025 | 33/11 KV DHAMOD
07328478 | LnT | 053 | TCPIP_LNT | GSM | Feeder | 7145 | 202 | 11KV KALAMMAWADI AG(SOLANKUR) | 144066 | 33/11 KV SOLANKUR S/S
17094203 | DLMS-LnT | 053 | TCPIP_DLMS | GSM | Feeder | 7145 | 202 | 11KV SHELEWADI AG | 144024 | 33/11KV WALWA S/S
XD414012 | DLMS-Secure | 055 | TCPIP_DLMS | GSM | Feeder | 7145 | 205 | 11 KV AWALI VG | 144027 | 33/11 KV Aawali
XC439903 | DLMS-Secure | 055 | TCPIP_DLMS | GSM | Feeder | 7145 | 201 | 11KV WALWA VILLAGE | 144024 | 33/11KV WALWA S/S
17086377 | DLMS-LnT | 053 | TCPIP_DLMS | GSM | Feeder | 7145 | 203 | 11 KV THIKPURLI VILLAGE | 144024 | 33/11KV WALWA S/S
17224051 | DLMS-LnT | 053 | TCPIP_DLMS | GSM | Feeder | 7145 | 201 | 11KV TARALE AG (TARLE) | 144026 | 33/11 KV TARALE SUB STSTION
17272129 | DLMS-LnT | 053 | TCPIP_DLMS | GSM | Feeder | 7145 | 205 | 11 Kv Gahininath Ag LIS Express feeder | 144024 | 33/11KV WALWA S/S
X0398702 | DLMS-Secure | 055 | TCPIP_DLMS | GSM | Feeder | 7145 | 201 | 11 KV SOLANKUR AG | 144066 | 33/11 KV SOLANKUR S/S
12626910 | DLMS-LnT | 053 | TCPIP_DLMS | GSM | Feeder | 7145 | 203 | Fejiwade Ag | 144091 | 33/11 KV RADHANAGARI
12626911 | DLMS-LnT | 053 | TCPIP_DLMS | GSM | Feeder | 7145 | 207 | 11 KV SHIRGAON VG | 144027 | 33/11 KV Aawali
17075417 | DLMS-LnT | 053 | TCPIP_DLMS | GSM | Feeder | 7145 | 202 | 11 KV KELOSHI AG | 144025 | 33/11 KV DHAMOD
17272533 | DLMS-LnT | 053 | TCPIP_DLMS | GSM | Feeder | 4017 | 208 | 11 KV R K NAGAR | 144033 | SHENDA PARK S/STN
14763450 | DLMS-LnT | 053 | TCPIP_DLMS | GSM | Feeder | 4017 | 204 | KALAMBA | 144104 | RAMANAND NAGAR
X0400412 | DLMS-Secure | 055 | TCPIP_DLMS | GSM | Feeder | 4017 | 204 | RENUKA FEEDER | 144033 | SHENDA PARK S/STN
X0400413 | DLMS-Secure | 055 | TCPIP_DLMS | GSM | Feeder | 4017 | 206 | 11KV I.T.I.FEEDER | 144104 | RAMANAND NAGAR
17272534 | DLMS-LnT | 053 | TCPIP_DLMS | GSM | Feeder | 4017 | 205 | JARAG NAGAR | 144104 | RAMANAND NAGAR
17272535 | DLMS-LnT | 053 | TCPIP_DLMS | GSM | Feeder | 4017 | 201 | SAMBHAJI NAGAR CZ | 144104 | RAMANAND NAGAR
X0400411 | DLMS-Secure | 055 | TCPIP_DLMS | GSM | Feeder | 4017 | 203 | 11 KV CHITRANAGARI | 144033 | SHENDA PARK S/STN
12626235 | DLMS-LnT | 053 | TCPIP_DLMS | GSM | Feeder | 4017 | 201 | 11KV I.T.PARK | 144033 | SHENDA PARK S/STN
12626239 | DLMS-LnT | 053 | TCPIP_DLMS | GSM | Feeder | 4017 | 205 | SUBHASH NAGAR FEEDER | 144033 | SHENDA PARK S/STN
X0401352 | DLMS-Secure | 055 | TCPIP_DLMS | GSM | Feeder | 4017 | 207 | 11 KV KOP.RAJENDRA NAGAR | 144033 | SHENDA PARK S/STN
14763446 | DLMS-LnT | 053 | TCPIP_DLMS | GSM | Feeder | 4017 | 206 | HSC BOARD | 144033 | SHENDA PARK S/STN
12626233 | DLMS-LnT | 053 | TCPIP_DLMS | GSM | Feeder | 4017 | 202 | HOCKY STADIUM | 144033 | SHENDA PARK S/STN
12560209 | DLMS-LnT | 053 | TCPIP_DLMS | GSM | Feeder | 4019 | 207 | BHAVANI MANDAP | 144035 | 33/11KV NAGALA S/S
12560208 | DLMS-LnT | 053 | TCPIP_DLMS | GSM | Feeder | 4019 | 204 | BINDU CHOWK | 144035 | 33/11KV NAGALA S/S
12560207 | DLMS-LnT | 053 | TCPIP_DLMS | GSM | Feeder | 4019 | 205 | 11KV LAXMIPURI | 144035 | 33/11KV NAGALA S/S
14763447 | DLMS-LnT | 053 | TCPIP_DLMS | GSM | Feeder | 4017 | 202 | JAIL KOLHAPUR | 144104 | RAMANAND NAGAR
14763519 | DLMS-LnT | 053 | TCPIP_DLMS | GSM | Feeder | 4017 | 203 | 11 KV PACHGAON | 144104 | RAMANAND NAGAR
09205785 | LnT | 053 | TCPIP_LnT_9600 | GSM | Feeder | 4016 | 203 | 11 KV HUTATMA PARK | 144100 | Y. P. POWAR NAGAR
12626222 | DLMS-LnT | 053 | TCPIP_DLMS | GSM | Feeder | 4016 | 201 | 11 KV AMBAI DEFENCE | 144106 | 33/11 KV SHIVAJI VIDYAPEETH
09205786 | LnT | 053 | TCPIP_LnT_9600 | GSM | Feeder | 4016 | 204 | 11 KV YALLAMMA FEEDER | 144100 | Y. P. POWAR NAGAR
12626234 | DLMS-LnT | 053 | TCPIP_DLMS | GSM | Feeder | 4016 | 203 | 11 KV SIBER | 144106 | 33/11 KV SHIVAJI VIDYAPEETH
12022918 | LnT | 053 | TCPIP_LnT_9600 | GSM | Feeder | 4016 | 213 | PANJARPOL | 144029 | SHAHU MILL
12626241 | DLMS-LnT | 053 | TCPIP_DLMS | GSM | Feeder | 4016 | 201 | DEVAL CLUB | 144029 | SHAHU MILL
09205789 | LnT | 053 | TCPIP_LnT_9600 | GSM | Feeder | 4016 | 208 | RAJARAMPURI | 144029 | SHAHU MILL
06599457 | LnT | 053 | TCPIP_LNT | GSM | Feeder | 4016 | 202 | 11 KV SAMARAT NAGAR | 144100 | Y. P. POWAR NAGAR
09205790 | LnT | 053 | TCPIP_LnT_9600 | GSM | Feeder | 4016 | 201 | 11 KV UDYMNAGAR KOP.INDUSTRIAL FEEDER | 144100 | Y. P. POWAR NAGAR
09205787 | LnT | 053 | TCPIP_LnT_9600 | GSM | Feeder | 4016 | 205 | RADHA KRISHNA | 144100 | Y. P. POWAR NAGAR
12626240 | DLMS-LnT | 053 | TCPIP_DLMS | GSM | Feeder | 4016 | 202 | 11 KV VIDYAPEETH | 144106 | 33/11 KV SHIVAJI VIDYAPEETH
16068096 | DLMS-LnT | 053 | TCPIP_DLMS | GSM | Feeder | 4016 | 210 | 11 KV SHAHUPURI FEEDER | 144029 | SHAHU MILL
09205947 | LnT | 053 | TCPIP_LnT_9600 | GSM | Feeder | 4016 | 211 | TAKALA | 144029 | SHAHU MILL
09205783 | LnT | 053 | TCPIP_LnT_9600 | GSM | Feeder | 4016 | 209 | 11 KV VARDHAMAN | 144029 | SHAHU MILL
14763457 | DLMS-LnT | 053 | TCPIP_DLMS | GSM | Feeder | 4016 | 212 | 11 KV SHAHUMILL KOP.MAULI FEEDER | 144029 | SHAHU MILL
18109301 | DLMS-LnT | 053 | TCPIP_DLMS | GSM | Feeder | 4019 | 202 | 11 KV KOLHAPUR SUGAR MILL | 144034 | 33/11 Kv Sugar Mill
18086609 | DLMS-LnT | 053 | TCPIP_DLMS | GSM | Feeder | 4019 | 205 | 11 KV SARWAL AG | 144034 | 33/11 Kv Sugar Mill
12626226 | DLMS-LnT | 053 | TCPIP_DLMS | GSM | Feeder | 4019 | 206 | APPLE HOSPITAL. | 144102 | CIRCUIT HOUSE S/S
12626223 | DLMS-LnT | 053 | TCPIP_DLMS | GSM | Feeder | 4019 | 203 | 11 KV EXCISE FEEDER | 144102 | CIRCUIT HOUSE S/S
12626232 | DLMS-LnT | 053 | TCPIP_DLMS | GSM | Feeder | 4019 | 204 | 11KV SHAHU COLLEGE FEEDER | 144102 | CIRCUIT HOUSE S/S
14096180 | LnT | 053 | TCPIP_LnT_9600 | GSM | Feeder | 4019 | 201 | 11KV KASABA BAWADA | 144034 | 33/11 Kv Sugar Mill
12626229 | DLMS-LnT | 053 | TCPIP_DLMS | GSM | Feeder | 4019 | 204 | 11 KV WADANAGE GAOTHAN | 144034 | 33/11 Kv Sugar Mill
05039815 | DLMS-HPL | 076 | TCPIP_DLMS | GSM | Feeder | 4019 | 206 | 11KV SATARA ROAD FEEDER | 144034 | 33/11 Kv Sugar Mill
11115433 | LnT | 053 | TCPIP_LnT_9600 | GSM | Feeder | 4019 | 207 | 11KV RIVER AG | 144034 | 33/11 Kv Sugar Mill
05039854 | DLMS-HPL | 076 | TCPIP_DLMS | GSM | Feeder | 4019 | 208 | 11KV FORENSIC LAB | 144034 | 33/11 Kv Sugar Mill
12560007 | DLMS-LnT | 053 | TCPIP_DLMS | GSM | Feeder | 4019 | 206 | 11KV USHA TALKIES FEEDER | 144035 | 33/11KV NAGALA S/S
12560008 | DLMS-LnT | 053 | TCPIP_DLMS | GSM | Feeder | 4019 | 203 | 11KV AKASHWANI FEEDER | 144035 | 33/11KV NAGALA S/S
12560357 | DLMS-LnT | 053 | TCPIP_DLMS | GSM | Feeder | 4019 | 208 | 11KV BLOOD BANK FEEDER | 144035 | 33/11KV NAGALA S/S
12626224 | DLMS-LnT | 053 | TCPIP_DLMS | GSM | Feeder | 4019 | 201 | 11KV S.T. STAND FEEDER | 144102 | CIRCUIT HOUSE S/S
12626231 | DLMS-LnT | 053 | TCPIP_DLMS | GSM | Feeder | 4019 | 202 | 11 KV LINE BAZAR FEEDER | 144102 | CIRCUIT HOUSE S/S
X1084247 | DLMS-Secure | 055 | TCPIP_DLMS | GSM | Feeder | 4019 | 205 | RAW WATER WORKS | 144102 | CIRCUIT HOUSE S/S
08025281 | DLMS-Genus | 065 | TCPIP_DLMS | GSM | Feeder | 4019 | 207 | 11 KV STP EXPRESS | 144102 | CIRCUIT HOUSE S/S
17086334 | DLMS-LnT | 053 | TCPIP_DLMS | GSM | Feeder | 4019 | 202 | 11KV FILTER HOUSE FEEDER | 144035 | 33/11KV NAGALA S/S
16068089 | DLMS-LnT | 053 | TCPIP_DLMS | GSM | Feeder | 4019 | 201 | 11 KV NAGALA AG | 144035 | 33/11KV NAGALA S/S
14763451 | DLMS-LnT | 053 | TCPIP_DLMS | GSM | Feeder | 4019 | 209 | 11 KV KMC EXPRESS | 144035 | 33/11KV NAGALA S/S
18086645 | DLMS-LnT | 053 | TCPIP_DLMS | GSM | Feeder | 4019 | 203 | 11KV ULAPEMALA | 144034 | 33/11 Kv Sugar Mill
17086358 | DLMS-LnT | 053 | TCPIP_DLMS | GSM | Feeder | 4018 | 205 | PUIKHADI WATER WORKS | 144032 | 33/11KV PUIKHADI SUBSTATION
X0398899 | DLMS-Secure | 055 | TCPIP_DLMS | GSM | Feeder | 4018 | 404 | 33KV SHINGNAPUR W/W | 146017 | 110/33KV CHAMBUKHADI
04582408 | DLMS-Genus | 065 | TCPIP_DLMS | GSM | Feeder | 4018 | 205 | Station Transformer Feedr Dudhali | 144101 | 33/11 KV DUDHALI S/S
04582415 | DLMS-Genus | 065 | TCPIP_DLMS | GSM | Feeder | 4018 | 206 | 11 KV SAKOLI | 144101 | 33/11 KV DUDHALI S/S
11533290 | LnT | 053 | TCPIP_LnT_9600 | GSM | Feeder | 4018 | 204 | 11 KV NANDWAL GAOTHAN | 144032 | 33/11KV PUIKHADI SUBSTATION
12626238 | DLMS-LnT | 053 | TCPIP_DLMS | GSM | Feeder | 4018 | 201 | KATYAANI | 144032 | 33/11KV PUIKHADI SUBSTATION
09205948 | LnT | 053 | TCPIP_LnT_9600 | GSM | Feeder | 4018 | 203 | 11KV MAHADWAR | 144101 | 33/11 KV DUDHALI S/S
11533225 | LnT | 053 | TCPIP_LnT_9600 | GSM | Feeder | 4018 | 203 | 11KV MAHALAXMI SANEGURUJI | 144032 | 33/11KV PUIKHADI SUBSTATION
MSB60771 | Secure | 055 | TCPIP_Secure | GSM | Feeder | 4018 | 206 | K N PATIL | 144032 | 33/11KV PUIKHADI SUBSTATION
MSB60770 | Secure | 055 | TCPIP_Secure | GSM | Feeder | 4018 | 202 | 11KV RANKALA | 144032 | 33/11KV PUIKHADI SUBSTATION
XB489426 | DLMS-Secure | 055 | TCPIP_DLMS | GSM | Feeder | 4021 | 201 | 11KV TOUGH CASTING | 144121 | 33/11 KV G-BLOCK
14763442 | DLMS-LnT | 053 | TCPIP_DLMS | GSM | Feeder | 4021 | 206 | 11 KV INDUSTRIAL GANDHINAGAR | 144103 | 33/11 Kv Gandhinagar
14675665 | DLMS-LnT | 053 | TCPIP_DLMS | GSM | Feeder | 4021 | 207 | INDUSTRIAL BAPAT CAMP MYZ | 144092 | 33/11 KV BAPAT CAMP MINOR
17223999 | DLMS-LnT | 053 | TCPIP_DLMS | GSM | Feeder | 4021 | 206 | JUMBO | 146010 | 110/33/11KV SHIROLI S/STN
17224000 | DLMS-LnT | 053 | TCPIP_DLMS | GSM | Feeder | 4021 | 207 | 11KV SWARAJ | 146010 | 110/33/11KV SHIROLI S/STN
17094269 | DLMS-LnT | 053 | TCPIP_DLMS | GSM | Feeder | 4021 | 203 | 11 KV WALIVADE GAOTHAN | 144103 | 33/11 Kv Gandhinagar
17128987 | DLMS-LnT | 053 | TCPIP_DLMS | GSM | Feeder | 4021 | 202 | 11 KV CHINCHWAD GAOTHAN | 144103 | 33/11 Kv Gandhinagar
18086703 | DLMS-LnT | 053 | TCPIP_DLMS | GSM | Feeder | 4021 | 202 | SHIROLI | 144092 | 33/11 KV BAPAT CAMP MINOR
XB489422 | DLMS-Secure | 055 | TCPIP_DLMS | GSM | Feeder | 4021 | 205 | 11KV CHOUGULE FOUNDRY | 144121 | 33/11 KV G-BLOCK
12067124 | LnT | 053 | TCPIP_LnT_9600 | GSM | Feeder | 4021 | 205 | 11KV UNCHGAON | 144092 | 33/11 KV BAPAT CAMP MINOR
14197601 | LnT | 053 | TCPIP_LnT_9600 | GSM | Feeder | 4021 | 209 | DYP DF EXPRESS FEEDER | 144092 | 33/11 KV BAPAT CAMP MINOR
14675664 | DLMS-LnT | 053 | TCPIP_DLMS | GSM | Feeder | 4021 | 206 | VIKRAMNAGAR | 144092 | 33/11 KV BAPAT CAMP MINOR
11533335 | LnT | 053 | TCPIP_LnT_9600 | GSM | Feeder | 4021 | 206 | DEVAJI | 144105 | 33/11 KV SHIROLI MINOR MIDC
11533275 | LnT | 053 | TCPIP_LnT_9600 | GSM | Feeder | 4021 | 204 | 11 KV MAHARASHTRA FEEDER | 144105 | 33/11 KV SHIROLI MINOR MIDC
12022891 | LnT | 053 | TCPIP_LnT_9600 | GSM | Feeder | 4021 | 206 | GAINMAX | 144093 | 33/11 D Block
09205769 | LnT | 053 | TCPIP_LnT_9600 | GSM | Feeder | 4021 | 202 | 11 KV GANESH FEEDER | 146010 | 110/33/11KV SHIROLI S/STN
09205767 | LnT | 053 | TCPIP_LnT_9600 | GSM | Feeder | 4021 | 201 | MIDC SHIROLI SHRIRAM | 146010 | 110/33/11KV SHIROLI S/STN
09205768 | LnT | 053 | TCPIP_LnT_9600 | GSM | Feeder | 4021 | 204 | MAHALAXMI EHV SHIROLI | 146010 | 110/33/11KV SHIROLI S/STN
09205770 | LnT | 053 | TCPIP_LnT_9600 | GSM | Feeder | 4021 | 203 | PANCHGANGA | 146010 | 110/33/11KV SHIROLI S/STN
11533403 | LnT | 053 | TCPIP_LnT_9600 | GSM | Feeder | 4021 | 205 | 11 KV MAHALAXMI GPI | 144030 | 33/11KV GPI S/STN
12022945 | LnT | 053 | TCPIP_LnT_9600 | GSM | Feeder | 4021 | 205 | GANESH TAIKIES | 144103 | 33/11 Kv Gandhinagar
12022950 | LnT | 053 | TCPIP_LnT_9600 | GSM | Feeder | 4021 | 204 | INDIRA | 144103 | 33/11 Kv Gandhinagar
12067067 | LnT | 053 | TCPIP_LnT_9600 | GSM | Feeder | 4021 | 203 | MORBALE FEEDER | 144092 | 33/11 KV BAPAT CAMP MINOR
14756276 | DLMS-LnT | 053 | TCPIP_DLMS | GSM | Feeder | 4021 | 414 | 33KV I/C-2 DBLOCK | 144093 | 33/11 D Block
14756274 | DLMS-LnT | 053 | TCPIP_DLMS | GSM | Feeder | 4021 | 401 | 33KV GANDHINAGAR I/C | 144103 | 33/11 Kv Gandhinagar
14675769 | DLMS-LnT | 053 | TCPIP_DLMS | GSM | Feeder | 4021 | 406 | 33 KV KOLHAPUR STEEL | 146010 | 110/33/11KV SHIROLI S/STN
14675783 | DLMS-LnT | 053 | TCPIP_DLMS | GSM | Feeder | 7129 | 408 | 33KV GPI | 148002 | 220/110/33 KV MUDSHINGI
14675768 | DLMS-LnT | 053 | TCPIP_DLMS | GSM | Feeder | 4021 | 407 | 33 KV HIND GEAR | 146010 | 110/33/11KV SHIROLI S/STN
14675784 | DLMS-LnT | 053 | TCPIP_DLMS | GSM | Feeder | 4021 | 405 | 33 KV BAPAT CAMP SHAHUMILL | 146001 | 132/33 KV BAPAT CAMP
14675787 | DLMS-LnT | 053 | TCPIP_DLMS | GSM | Feeder | 4021 | 405 | 33 KV SAROJ | 146010 | 110/33/11KV SHIROLI S/STN
MSB59679 | Secure | 055 | TCPIP_Secure | GSM | Feeder | 4021 | 411 | 33KC I/C-1 GPI | 144030 | 33/11KV GPI S/STN
14756252 | DLMS-LnT | 053 | TCPIP_DLMS | GSM | Feeder | 4021 | 411 | 33 KV I/C DBLOCK | 144093 | 33/11 D Block
XB489530 | DLMS-Secure | 055 | TCPIP_DLMS | GSM | Feeder | 4021 | 202 | 11KV ACCURATECH | 144121 | 33/11 KV G-BLOCK
17223998 | DLMS-LnT | 053 | TCPIP_DLMS | GSM | Feeder | 4021 | 201 | 11 KV WALIVADE AG | 144103 | 33/11 Kv Gandhinagar
X1960397 | DLMS-Secure | 055 | TCPIP_DLMS | GSM | Feeder | 4021 | 401 | 33 KV MPM | 146010 | 110/33/11KV SHIROLI S/STN
XB489418 | DLMS-Secure | 055 | TCPIP_DLMS | GSM | Feeder | 4021 | 206 | 11KV NAGAON JACKWELL LIS | 144121 | 33/11 KV G-BLOCK
17086362 | DLMS-LnT | 053 | TCPIP_DLMS | GSM | Feeder | 4021 | 204 | TARABAI PARK | 144092 | 33/11 KV BAPAT CAMP MINOR
17086366 | DLMS-LnT | 053 | TCPIP_DLMS | GSM | Feeder | 4021 | 201 | 11KV SARALASHKAR | 144105 | 33/11 KV SHIROLI MINOR MIDC
17128969 | DLMS-LnT | 053 | TCPIP_DLMS | GSM | Feeder | 4021 | 205 | 11KV HIGHWAY | 146010 | 110/33/11KV SHIROLI S/STN
18086537 | DLMS-LnT | 053 | TCPIP_DLMS | GSM | Feeder | 4021 | 201 | KAY INDUSTRY | 144093 | 33/11 D Block
17094204 | DLMS-LnT | 053 | TCPIP_DLMS | GSM | Feeder | 4021 | 202 | SAKAL PRESS DBLOCK SHIROLI | 144093 | 33/11 D Block
17094236 | DLMS-LnT | 053 | TCPIP_DLMS | GSM | Feeder | 4021 | 204 | BUDHALE | 144093 | 33/11 D Block
09205777 | LnT | 053 | TCPIP_LnT_9600 | GSM | Feeder | 4021 | 202 | 11 KV SARNOBATWADI | 144030 | 33/11KV GPI S/STN
11533310 | LnT | 053 | TCPIP_LnT_9600 | GSM | Feeder | 4021 | 201 | 11KV TRYAMBOLI | 144030 | 33/11KV GPI S/STN
11533216 | LnT | 053 | TCPIP_LnT_9600 | GSM | Feeder | 4021 | 208 | 11 KV KARVEER MALA | 144092 | 33/11 KV BAPAT CAMP MINOR
12022865 | LnT | 053 | TCPIP_LnT_9600 | GSM | Feeder | 4021 | 203 | G' BLOCK | 144105 | 33/11 KV SHIROLI MINOR MIDC
12628622 | DLMS-LnT | 053 | TCPIP_DLMS | GSM | Feeder | 4021 | 408 | 33KV G-BLOCK (EHV SHIROLI) | 146010 | 110/33/11KV SHIROLI S/STN
14675662 | DLMS-LnT | 053 | TCPIP_DLMS | GSM | Feeder | 4021 | 201 | 11KV PANCHGANGA AG | 144092 | 33/11 KV BAPAT CAMP MINOR
11533172 | LnT | 053 | TCPIP_LnT_9600 | GSM | Feeder | 4021 | 202 | 11 KV MAULI FEEDER MIDC SHIROLI | 144105 | 33/11 KV SHIROLI MINOR MIDC
17094248 | DLMS-LnT | 053 | TCPIP_DLMS | GSM | Feeder | 4021 | 205 | CHINTAMANI | 144093 | 33/11 D Block
XB489509 | DLMS-Secure | 055 | TCPIP_DLMS | GSM | Feeder | 4021 | 203 | 11KV SHIROLI PULACHI (RENUKA-NAGAR) | 144121 | 33/11 KV G-BLOCK
18086666 | DLMS-LnT | 053 | TCPIP_DLMS | GSM | Feeder | 4021 | 203 | MENON METALLICS | 144093 | 33/11 D Block
XB489425 | DLMS-Secure | 055 | TCPIP_DLMS | GSM | Feeder | 4021 | 204 | 11KV SAGAR SHOT BLASTING | 144121 | 33/11 KV G-BLOCK
07409517 | LnT | 053 | TCPIP_LNT | GSM | Feeder | 6246 | 203 | 11 KV ASHTA GAOTHAN 1 | 244116 | 33/11KV ASHTA
19645763 | DLMS-LnT | 053 | TCPIP_DLMS | GSM | Feeder | 6246 | 206 | HUTATMA SURESHKUMAR LIS | 244025 | 33/11 KV NAGAON
13078218 | LnT | 053 | TCPIP_LnT_9600 | GSM | Feeder | 6246 | 208 | 11KV Kisan No 3 LIS | 244021 | 33/11 KV WALWA S/S
03016298 | Genus | 065 | TCPIP_Genus | GSM | Feeder | 6246 | 205 | 11 KV HUTATMA DUDH SANGH | 244021 | 33/11 KV WALWA S/S
03016263 | Genus | 065 | TCPIP_Genus | GSM | Feeder | 6246 | 206 | 11KV Ashta Pump House | 244116 | 33/11KV ASHTA
03016249 | Genus | 065 | TCPIP_Genus | GSM | Feeder | 6246 | 202 | 11KV PATOLE AG | 244116 | 33/11KV ASHTA
03016285 | Genus | 065 | TCPIP_Genus | GSM | Feeder | 6246 | 209 | 11KV GOTKHINDI AG | 244021 | 33/11 KV WALWA S/S
XA510624 | Secure | 055 | TCPIP_Secure | GSM | Feeder | 6246 | 401 | 33KV LIS | 244025 | 33/11 KV NAGAON
09137907 | LnT | 053 | TCPIP_LnT_9600 | GSM | Feeder | 6246 | 401 | 33KV WALWA LIS | 244116 | 33/11KV ASHTA
12006649 | LnT | 053 | TCPIP_LnT_9600 | GSM | Feeder | 6246 | 205 | 11 KV BAWACHI AG | 244116 | 33/11KV ASHTA
09137886 | LnT | 053 | TCPIP_LnT_9600 | GSM | Feeder | 6246 | 201 | 11KV MARDWADI 1PH | 246003 | 110/33/11 KV ASHTA S/S
09137891 | LnT | 053 | TCPIP_LnT_9600 | GSM | Feeder | 6246 | 204 | 11 KV FALKEWADI | 246003 | 110/33/11 KV ASHTA S/S
09137912 | LnT | 053 | TCPIP_LnT_9600 | GSM | Feeder | 6246 | 407 | 33 KV KASTURI | 246003 | 110/33/11 KV ASHTA S/S
09594673 | LnT | 053 | TCPIP_LnT_9600 | GSM | Feeder | 6246 | 201 | 11 Kv Ashta Ag | 244116 | 33/11KV ASHTA
15003619 | LnT | 053 | TCPIP_LnT_9600 | GSM | Feeder | 6246 | 201 | 11KV KOREGAON GAOTHAN | 244124 | 33/11KV KOREGAON SUBSTATION
15010218 | LnT | 053 | TCPIP_LnT_9600 | GSM | Feeder | 6246 | 202 | 11KV BHADURWADI AG (KOREGAON) | 244124 | 33/11KV KOREGAON SUBSTATION
15003632 | LnT | 053 | TCPIP_LnT_9600 | GSM | Feeder | 6246 | 205 | 11KV BAGNI GAOTHAN | 244084 | 33/11KV Falkewadi
X0400597 | DLMS-Secure | 055 | TCPIP_DLMS | GSM | Feeder | 6246 | 205 | 11 KV POKHARNI AG | 244025 | 33/11 KV NAGAON
12626201 | DLMS-LnT | 053 | TCPIP_DLMS | GSM | Feeder | 6246 | 207 | 11KV NAGTHANE AG | 244021 | 33/11 KV WALWA S/S
09137889 | LnT | 053 | TCPIP_LnT_9600 | GSM | Feeder | 6246 | 202 | 11KV KARANDWADI 1PH | 246003 | 110/33/11 KV ASHTA S/S
18205327 | DLMS-LnT | 053 | TCPIP_DLMS | GSM | Feeder | 6246 | 201 | 11 KV. SHIGAON AG | 244025 | 33/11 KV NAGAON
18205326 | DLMS-LnT | 053 | TCPIP_DLMS | GSM | Feeder | 6246 | 202 | 11 KV. BHADKAMBE LIS | 244025 | 33/11 KV NAGAON
XB417174 | DLMS-Secure | 055 | TCPIP_DLMS | GSM | Feeder | 6246 | 203 | 11KV KOREGAON AG | 244124 | 33/11KV KOREGAON SUBSTATION
X0403257 | DLMS-Secure | 055 | TCPIP_DLMS | GSM | Feeder | 6246 | 205 | 11KV TRYAMBKESHWAR LIS | 244048 | 33/11 KV MARDWADI S/S
XC413920 | DLMS-Secure | 055 | TCPIP_DLMS | GSM | Feeder | 6246 | 204 | SWARAJYA AGRO INDUSTRIES | 244084 | 33/11KV Falkewadi
17272338 | DLMS-LnT | 053 | TCPIP_DLMS | GSM | Feeder | 6246 | 203 | 11 KV.BAWACHI LIS | 244021 | 33/11 KV WALWA S/S
X0400600 | DLMS-Secure | 055 | TCPIP_DLMS | GSM | Feeder | 6246 | 204 | 11 KV SHIGAON GAOTHAN | 244025 | 33/11 KV NAGAON
X0400596 | DLMS-Secure | 055 | TCPIP_DLMS | GSM | Feeder | 6246 | 203 | 11 KV.POKHARNI GAOTHAN | 244025 | 33/11 KV NAGAON
X0400598 | DLMS-Secure | 055 | TCPIP_DLMS | GSM | Feeder | 6246 | 207 | 11KV BAHADURWADI AG (NAGAON) | 244025 | 33/11 KV NAGAON
18205328 | DLMS-LnT | 053 | TCPIP_DLMS | GSM | Feeder | 6246 | 202 | 11KV ASHTA CHADOLI AG | 244084 | 33/11KV Falkewadi
18205363 | DLMS-LnT | 053 | TCPIP_DLMS | GSM | Feeder | 6246 | 202 | 11 KV WALWA AG | 244021 | 33/11 KV WALWA S/S
18205364 | DLMS-LnT | 053 | TCPIP_DLMS | GSM | Feeder | 6246 | 201 | 11KV BAGNI AG | 244084 | 33/11KV Falkewadi
18205361 | DLMS-LnT | 053 | TCPIP_DLMS | GSM | Feeder | 6246 | 206 | 11KV AHIRWADI GAOTHAN | 244021 | 33/11 KV WALWA S/S
18205365 | DLMS-LnT | 053 | TCPIP_DLMS | GSM | Feeder | 6246 | 203 | 11KV SHIGAON RIVER AG | 244084 | 33/11KV Falkewadi
18205362 | DLMS-LnT | 053 | TCPIP_DLMS | GSM | Feeder | 6246 | 201 | 11 KV HUTATMA | 244021 | 33/11 KV WALWA S/S
XC439975 | DLMS-Secure | 055 | TCPIP_DLMS | GSM | Feeder | 6246 | 207 | 11KV SHRIKANT INDUSTRIES | 244116 | 33/11KV ASHTA
12626180 | DLMS-LnT | 053 | TCPIP_DLMS | GSM | Feeder | 6246 | 210 | 11KV ISLAMPUR ROAD AG | 244021 | 33/11 KV WALWA S/S
X0403285 | DLMS-Secure | 055 | TCPIP_DLMS | GSM | Feeder | 6246 | 207 | 11KV KARANDWADI GAVTHAN | 244048 | 33/11 KV MARDWADI S/S
XB449642 | DLMS-Secure | 055 | TCPIP_DLMS | GSM | Feeder | 6246 | 201 | 11 KV KRISHNAMAI AG | 244048 | 33/11 KV MARDWADI S/S
X0403254 | DLMS-Secure | 055 | TCPIP_DLMS | GSM | Feeder | 6246 | 204 | 11 KV ASHTA PWW | 244048 | 33/11 KV MARDWADI S/S
X0401391 | DLMS-Secure | 055 | TCPIP_DLMS | GSM | Feeder | 6246 | 202 | 11KV MAHALAXMI LIS | 244048 | 33/11 KV MARDWADI S/S
X0400656 | DLMS-Secure | 055 | TCPIP_DLMS | GSM | Feeder | 6246 | 203 | 11KV YASHWANT AG | 244048 | 33/11 KV MARDWADI S/S
X1960322 | DLMS-Secure | 055 | TCPIP_DLMS | GSM | Feeder | 6246 | 401 | 33KV Walwa LIS | 244021 | 33/11 KV WALWA S/S
X1097888 | DLMS-Secure | 055 | TCPIP_DLMS | GSM | Feeder | 6246 | 206 | 11KV DHADAK LIS | 244048 | 33/11 KV MARDWADI S/S
08025289 | DLMS-Genus | 065 | TCPIP_DLMS | GSM | Feeder | 6246 | 204 | 11 KV PADAWALWADI AG | 244021 | 33/11 KV WALWA S/S
X1564807 | Secure | 055 | TCPIP_Secure | GSM | Feeder | 6246 | 209 | STONE CRUSHER | 244025 | 33/11 KV NAGAON
12010756 | LnT | 053 | TCPIP_LnT_9600 | GSM | Feeder | 6246 | 204 | 11KV BAWACHI GAOTHAN | 244116 | 33/11KV ASHTA
09137902 | LnT | 053 | TCPIP_LnT_9600 | GSM | Feeder | 6211 | 401 | 33 KV EXPRESS FEEDER | 244033 | 33/11 KV MIDC
12006551 | LnT | 053 | TCPIP_LnT_9600 | GSM | Feeder | 6211 | 203 | 11 KV BAHE AG FEEDER | 244033 | 33/11 KV MIDC
12006527 | LnT | 053 | TCPIP_LnT_9600 | GSM | Feeder | 6211 | 206 | 11 KV KAPUSKHED GAOTHAN | 244033 | 33/11 KV MIDC
06600865 | LnT | 053 | TCPIP_LNT | GSM | Feeder | 6211 | 201 | 11 KV BORGAON GAOTHAN FEEDER | 246002 | 110/33/11 KV BORGAON
13547101 | DLMS-LnT | 053 | TCPIP_DLMS | GSM | Feeder | 6211 | 207 | 11 KV SAKHRALE AG FEEDER | 244033 | 33/11 KV MIDC
12010690 | LnT | 053 | TCPIP_LnT_9600 | GSM | Feeder | 6211 | 202 | 11 KV TAKARI AG FEEDER | 244053 | 33/11 KV RETHRE HARNAX STN
18205573 | DLMS-LnT | 053 | TCPIP_DLMS | GSM | Feeder | 6211 | 206 | 11 kV Yedemachindra Gaothan | 244113 | 33/11 KV YEDEMACHHINDRA
17272293 | DLMS-LnT | 053 | TCPIP_DLMS | GSM | Feeder | 6211 | 201 | 11 KV MANCHHINDRANAT GAOTHAN | 244113 | 33/11 KV YEDEMACHHINDRA
00380351 | DLMS-HPL | 076 | TCPIP_HSPL | GSM | Feeder | 6211 | 202 | 11 KV SAKHRALE GAOTHAN FEEDER | 244033 | 33/11 KV MIDC
07409520 | LnT | 053 | TCPIP_LNT | GSM | Feeder | 6211 | 203 | 11 KV LIS FEEDER | 244005 | 33/11KV ISLAMPUR
07409521 | LnT | 053 | TCPIP_LNT | GSM | Feeder | 6211 | 201 | 11 KV ISLMAPUR-I FEEDER | 244005 | 33/11KV ISLAMPUR
07409524 | LnT | 053 | TCPIP_LNT | GSM | Feeder | 6211 | 204 | 11 KV ISLAMPUR-II FEEDER | 244005 | 33/11KV ISLAMPUR
07409529 | LnT | 053 | TCPIP_LNT | GSM | Feeder | 6211 | 205 | 11 KV ISLAMPUR AG FEEDER | 244005 | 33/11KV ISLAMPUR
07409567 | LnT | 053 | TCPIP_LNT | GSM | Feeder | 6211 | 202 | 11 KV PETH GAOTHAN | 244005 | 33/11KV ISLAMPUR
07409541 | LnT | 053 | TCPIP_LNT | GSM | Feeder | 6211 | 206 | 11 KV Peth Ag | 244005 | 33/11KV ISLAMPUR
17271108 | DLMS-LnT | 053 | TCPIP_DLMS | GSM | Feeder | 6211 | 203 | 11 KV WALWA FEEDER | 246002 | 110/33/11 KV BORGAON
X0400543 | DLMS-Secure | 055 | TCPIP_DLMS | GSM | Feeder | 6211 | 206 | 11 KV BORGON AG FEEDER | 246002 | 110/33/11 KV BORGAON
X0400544 | DLMS-Secure | 055 | TCPIP_DLMS | GSM | Feeder | 6211 | 205 | 11 KV KHED AG FEEDER | 246002 | 110/33/11 KV BORGAON
12560303 | DLMS-LnT | 053 | TCPIP_DLMS | GSM | Feeder | 6211 | 203 | 11 KV HUBALWADI AG | 244112 | 33/11 KV BAHE SUB-STATION
03016273 | Genus | 065 | TCPIP_Genus | GSM | Feeder | 6211 | 204 | 11KV SHIRTE AG | 244113 | 33/11 KV YEDEMACHHINDRA
X1577314 | DLMS-Secure | 055 | TCPIP_DLMS | GSM | Feeder | 6211 | 202 | 11 KV NEW KHED AG | 244146 | 33/11 KV KHED S/S
X1585796 | DLMS-Secure | 055 | TCPIP_DLMS | GSM | Feeder | 6211 | 203 | 11 KV KHADKALI AG | 244146 | 33/11 KV KHED S/S
18205345 | DLMS-LnT | 053 | TCPIP_DLMS | GSM | Feeder | 6211 | 203 | 11 KV RETHRE HARNAX AG FEEDER | 244053 | 33/11 KV RETHRE HARNAX STN
18205349 | DLMS-LnT | 053 | TCPIP_DLMS | GSM | Feeder | 6211 | 201 | 11 KV RAJARAM NAGER | 244120 | 33/11 KV Ganeshnager Islampur
18205350 | DLMS-LnT | 053 | TCPIP_DLMS | GSM | Feeder | 6211 | 204 | 11KV URUN AG FEEDER | 244120 | 33/11 KV Ganeshnager Islampur
18205352 | DLMS-LnT | 053 | TCPIP_DLMS | GSM | Feeder | 6211 | 202 | 11 KV URAN-ISLAMPUR GAOTHAN. | 244120 | 33/11 KV Ganeshnager Islampur
18205351 | DLMS-LnT | 053 | TCPIP_DLMS | GSM | Feeder | 6211 | 203 | 11KV MAHADEV NAGAR GAOTHAN | 244120 | 33/11 KV Ganeshnager Islampur
18205346 | DLMS-LnT | 053 | TCPIP_DLMS | GSM | Feeder | 6211 | 204 | 11KV BHAVANINAGAR LIS | 244053 | 33/11 KV RETHRE HARNAX STN
18205348 | DLMS-LnT | 053 | TCPIP_DLMS | GSM | Feeder | 6211 | 201 | 11 KV BAHE GOVTHAN | 244112 | 33/11 KV BAHE SUB-STATION
17272292 | DLMS-LnT | 053 | TCPIP_DLMS | GSM | Feeder | 6211 | 203 | 11KV KILEMACHINDRAGAD AG | 244113 | 33/11 KV YEDEMACHHINDRA
X1564811 | DLMS-Secure | 055 | TCPIP_DLMS | GSM | Feeder | 6211 | 201 | 11 KV NEW KHED GAOTHAN | 244146 | 33/11 KV KHED S/S
17086335 | DLMS-LnT | 053 | TCPIP_DLMS | GSM | Feeder | 6211 | 202 | 11 KV KHARATWADI AG | 244112 | 33/11 KV BAHE SUB-STATION
12626870 | DLMS-LnT | 053 | TCPIP_DLMS | GSM | Feeder | 6211 | 202 | 11 KV KHED GAOTHAN FEEDER | 246002 | 110/33/11 KV BORGAON
X2139031 | DLMS-Secure | 055 | TCPIP_DLMS | GSM | Feeder | 6211 | 204 | 11 KV AHIRWADI LIS EXPRESS | 244146 | 33/11 KV KHED S/S
12627510 | DLMS-LnT | 053 | TCPIP_DLMS | GSM | Feeder | 6211 | 209 | 11 KV SIDDHANATH LIS FEEDER | 244033 | 33/11 KV MIDC
03002355 | Genus | 065 | TCPIP_Genus | GSM | Feeder | 6211 | 205 | 1KV YEDE LVANMACHI AG FEEDER | 244113 | 33/11 KV YEDEMACHHINDRA
MSB60742 | Secure | 055 | TCPIP_Secure | GSM | Feeder | 6211 | 202 | 11KV KRISHNA LIS YEDEMACHHINDRA | 244113 | 33/11 KV YEDEMACHHINDRA
12010704 | LnT | 053 | TCPIP_LnT_9600 | GSM | Feeder | 6211 | 205 | 11 KV NAGARPALIKA PWW FEEDER | 244033 | 33/11 KV MIDC
02795066 | ElsterABT1800 | 057 | TCPIP_ElsterABT1800 | GSM | Feeder | 6211 | 201 | 11 KV MIDC FEEDER | 244033 | 33/11 KV MIDC
16636314 | ElsterABT1800 | 057 | TCPIP_ElsterABT1800 | GSM | Feeder | 6211 | 204 | 11 KV DUDH SANGH FEEDER | 244033 | 33/11 KV MIDC
12006630 | LnT | 053 | TCPIP_LnT_9600 | GSM | Feeder | 6211 | 201 | 11 KV RHX & TAKARI GAOTHAN | 244053 | 33/11 KV RETHRE HARNAX STN
13078204 | LnT | 053 | TCPIP_LnT_9600 | GSM | Feeder | 6220 | 204 | GANESH CHIKURDE LIS FEEDER | 244111 | 33/11 KV Karanjawade S/S
07409530 | LnT | 053 | TCPIP_LNT | GSM | Feeder | 6220 | 204 | 11 KV ITKARE GAOTHAN | 244067 | 33/11 KV YEDENIPANI STN
MSP33895 | Secure | 055 | TCPIP_Secure | GSM | Feeder | 6220 | 203 | 11 KV KAMERI AG FEEDER | 244067 | 33/11 KV YEDENIPANI STN
09137314 | LnT | 053 | TCPIP_LnT_9600 | GSM | Feeder | 6220 | 205 | 11 KV Aitwade Kh Ag | 244024 | 33/11 KV KURLAP
18205343 | DLMS-LnT | 053 | TCPIP_DLMS | GSM | Feeder | 6220 | 201 | 11 KV KAMERI GAOTHANE FEEDER | 244067 | 33/11 KV YEDENIPANI STN
X0400552 | DLMS-Secure | 055 | TCPIP_DLMS | GSM | Feeder | 6220 | 201 | 11 KV KASEGAON GAOTHAN-VILLAGE | 244017 | 33/11 KV KASEGAON
X0400553 | DLMS-Secure | 055 | TCPIP_DLMS | GSM | Feeder | 6220 | 202 | 11 KV NERLE GAOTHAN FEEDER | 244017 | 33/11 KV KASEGAON
X0400550 | DLMS-Secure | 055 | TCPIP_DLMS | GSM | Feeder | 6220 | 204 | 11 KV WATEGAON GAOTHAN | 244017 | 33/11 KV KASEGAON
X0400551 | DLMS-Secure | 055 | TCPIP_DLMS | GSM | Feeder | 6220 | 203 | 11 KV Tambave Gaothan | 244017 | 33/11 KV KASEGAON
X0400555 | DLMS-Secure | 055 | TCPIP_DLMS | GSM | Feeder | 6220 | 201 | 11 KV Karanjawade Gaonthan | 244111 | 33/11 KV Karanjawade S/S
X0400554 | DLMS-Secure | 055 | TCPIP_DLMS | GSM | Feeder | 6220 | 203 | KARVE AG | 244111 | 33/11 KV Karanjawade S/S
12626114 | DLMS-LnT | 053 | TCPIP_DLMS | GSM | Feeder | 6220 | 209 | 11 KV Kundalwadi Ag feeder | 244024 | 33/11 KV KURLAP
12626124 | DLMS-LnT | 053 | TCPIP_DLMS | GSM | Feeder | 6220 | 204 | 11 KV WASHI GAOTHAN | 244024 | 33/11 KV KURLAP
X1837573 | DLMS-Secure | 055 | TCPIP_DLMS | GSM | Feeder | 6220 | 205 | 11 KV DHAGEWADI GAOTHAN | 244111 | 33/11 KV Karanjawade S/S
X0402062 | DLMS-Secure | 055 | TCPIP_DLMS | GSM | Feeder | 6220 | 211 | 11 KV SIDHHESHWAR AG | 244017 | 33/11 KV KASEGAON
XB428877 | DLMS-Secure | 055 | TCPIP_DLMS | GSM | Feeder | 6220 | 201 | 11 KV SURUL AG FEEDER | 244140 | 33/11 KV RETHARE DHARAN SUB-STATION
XB428894 | DLMS-Secure | 055 | TCPIP_DLMS | GSM | Feeder | 6220 | 202 | 11 KV RETHRE DHARAN GAOTHAN | 244140 | 33/11 KV RETHARE DHARAN SUB-STATION
XB428872 | DLMS-Secure | 055 | TCPIP_DLMS | GSM | Feeder | 6220 | 203 | 11 KV RETHRE DHARAN AG FEEDER | 244140 | 33/11 KV RETHARE DHARAN SUB-STATION
17272295 | DLMS-LnT | 053 | TCPIP_DLMS | GSM | Feeder | 6220 | 202 | 11 KV DEVARDE AG | 244111 | 33/11 KV Karanjawade S/S
12627450 | DLMS-LnT | 053 | TCPIP_DLMS | GSM | Feeder | 6220 | 208 | 11 KV Tambave Ag | 244017 | 33/11 KV KASEGAON
X1837591 | DLMS-Secure | 055 | TCPIP_DLMS | GSM | Feeder | 6220 | 206 | 11 KV THANAPUDE AG FEEDER | 244111 | 33/11 KV Karanjawade S/S
12626212 | DLMS-LnT | 053 | TCPIP_DLMS | GSM | Feeder | 6220 | 205 | Shivtirtha Express Feeder | 244067 | 33/11 KV YEDENIPANI STN
12626115 | DLMS-LnT | 053 | TCPIP_DLMS | GSM | Feeder | 6220 | 208 | 11 KV YELUR AG | 244024 | 33/11 KV KURLAP
08024447 | DLMS-Genus | 065 | TCPIP_DLMS | GSM | Feeder | 6220 | 203 | 11 KV Aitwadi Kh -Gaothan- | 244024 | 33/11 KV KURLAP
18205344 | DLMS-LnT | 053 | TCPIP_DLMS | GSM | Feeder | 6220 | 206 | 11 KV YEDENIPANI AG | 244067 | 33/11 KV YEDENIPANI STN
10041542 | LnT | 053 | TCPIP_LnT_9600 | GSM | Feeder | 6220 | 202 | 11 KV YELUR GAOTHAN | 244024 | 33/11 KV KURLAP
12081009 | LnT | 053 | TCPIP_LnT_9600 | GSM | Feeder | 6220 | 209 | 11 KV Someshwar Bhairavnath LIS Feeder | 244017 | 33/11 KV KASEGAON
07409533 | LnT | 053 | TCPIP_LNT | GSM | Feeder | 6220 | 205 | 11 KV KASEGAON AG | 244017 | 33/11 KV KASEGAON
09137303 | LnT | 053 | TCPIP_LnT_9600 | GSM | Feeder | 6220 | 207 | 11 KV WASHI AG | 244024 | 33/11 KV KURLAP
07409549 | LnT | 053 | TCPIP_LNT | GSM | Feeder | 6220 | 207 | 11 KV Wategaon Ag | 244017 | 33/11 KV KASEGAON
07409514 | LnT | 053 | TCPIP_LNT | GSM | Feeder | 6220 | 206 | 11 KV NERLE AG. FEEDER | 244017 | 33/11 KV KASEGAON
08025286 | DLMS-Genus | 065 | TCPIP_DLMS | GSM | Feeder | 6220 | 207 | 11 KV YEDENIPANI GAOTHAN | 244067 | 33/11 KV YEDENIPANI STN
17272294 | DLMS-LnT | 053 | TCPIP_DLMS | GSM | Feeder | 6220 | 210 | 11 KV Krishna LIS | 244017 | 33/11 KV KASEGAON
17224008 | DLMS-LnT | 053 | TCPIP_DLMS | GSM | Feeder | 6238 | 204 | 11 KV CHIKHALWADI AG | 244061 | 33/11 KV MANGLE S/S
07409506 | LnT | 053 | TCPIP_LNT | GSM | Feeder | 6238 | 205 | 11 KV KALUNDRE LIS | 244018 | 33/11 KV PANUMBRE S/S.
X1960395 | DLMS-Secure | 055 | TCPIP_DLMS | GSM | Feeder | 6238 | 401 | 33 KV GLUCOSE EXPRESS | 244004 | 33/11 KV SHIRALA
16197246 | DLMS-LnT | 053 | TCPIP_DLMS | GSM | Feeder | 6238 | 203 | 11 KV CHARAN GAOTHAN | 244018 | 33/11 KV PANUMBRE S/S.
X0400586 | DLMS-Secure | 055 | TCPIP_DLMS | GSM | Feeder | 6238 | 203 | 11 KV KOKARUD GAOTHAN | 244121 | 33/11 KV BILASHI
X0400587 | DLMS-Secure | 055 | TCPIP_DLMS | GSM | Feeder | 6238 | 202 | 11 KV KOKARUD AG | 244121 | 33/11 KV BILASHI
X0400590 | DLMS-Secure | 055 | TCPIP_DLMS | GSM | Feeder | 6238 | 204 | 11 KV PADALI GAOTHAN | 244057 | 33/11 KV SHIRASHI S/S
X0239581 | DLMS-Secure | 055 | TCPIP_DLMS | GSM | Feeder | 6238 | 204 | 11KV DATT LIS FEEDER | 244098 | 33/11 KV KANDUR S/STN.
17272297 | DLMS-LnT | 053 | TCPIP_DLMS | GSM | Feeder | 6238 | 205 | 11 KV WAKURDE GAOTHAN | 244057 | 33/11 KV SHIRASHI S/S
18205370 | DLMS-LnT | 053 | TCPIP_DLMS | GSM | Feeder | 6238 | 201 | 11 KV KANDE AG | 244027 | 33/11KV CHIKHALI SUB STATION
18205372 | DLMS-LnT | 053 | TCPIP_DLMS | GSM | Feeder | 6238 | 204 | 11 KV KANDE GAOTHAN | 244027 | 33/11KV CHIKHALI SUB STATION
18205373 | DLMS-LnT | 053 | TCPIP_DLMS | GSM | Feeder | 6238 | 205 | 11 KV NATOLI GAOTHAN | 244027 | 33/11KV CHIKHALI SUB STATION
18205371 | DLMS-LnT | 053 | TCPIP_DLMS | GSM | Feeder | 6238 | 202 | 11 KV NATOLI AG | 244027 | 33/11KV CHIKHALI SUB STATION
18205369 | DLMS-LnT | 053 | TCPIP_DLMS | GSM | Feeder | 6238 | 201 | 11 KV KANDUR AG | 244098 | 33/11 KV KANDUR S/STN.
X0400589 | DLMS-Secure | 055 | TCPIP_DLMS | GSM | Feeder | 6238 | 204 | 11 KV MANDOOR AG | 244018 | 33/11 KV PANUMBRE S/S.
X0400588 | DLMS-Secure | 055 | TCPIP_DLMS | GSM | Feeder | 6238 | 201 | 11 KV CHARAN AG | 244018 | 33/11 KV PANUMBRE S/S.
X0400595 | DLMS-Secure | 055 | TCPIP_DLMS | GSM | Feeder | 6238 | 202 | 11 KV MANDOOR GAOTHAN | 244018 | 33/11 KV PANUMBRE S/S.
X0400592 | DLMS-Secure | 055 | TCPIP_DLMS | GSM | Feeder | 6238 | 203 | 11 KV PADALI AG. | 244057 | 33/11 KV SHIRASHI S/S
X0400591 | DLMS-Secure | 055 | TCPIP_DLMS | GSM | Feeder | 6238 | 201 | 11 KV WAKURDE AG | 244057 | 33/11 KV SHIRASHI S/S
X0400594 | DLMS-Secure | 055 | TCPIP_DLMS | GSM | Feeder | 6238 | 204 | 11 KV MIDC NEW | 244110 | 33/11 MIDC SHIRALA
X0400593 | DLMS-Secure | 055 | TCPIP_DLMS | GSM | Feeder | 6238 | 203 | 11 KV PADALIWADI AG | 244110 | 33/11 MIDC SHIRALA
X0400585 | DLMS-Secure | 055 | TCPIP_DLMS | GSM | Feeder | 6238 | 201 | 11 KV MANGRUL AG | 244121 | 33/11 KV BILASHI
XC447143 | DLMS-Secure | 055 | TCPIP_DLMS | GSM | Feeder | 6238 | 207 | 11 KV CHIKHALI AG | 244027 | 33/11KV CHIKHALI SUB STATION
X0398704 | DLMS-Secure | 055 | TCPIP_DLMS | GSM | Feeder | 6238 | 202 | 11 KV DEVWADI AG | 244061 | 33/11 KV MANGLE S/S
18205366 | DLMS-LnT | 053 | TCPIP_DLMS | GSM | Feeder | 6238 | 206 | 11 KV DHANTAKE WARANA | 244061 | 33/11 KV MANGLE S/S
18205367 | DLMS-LnT | 053 | TCPIP_DLMS | GSM | Feeder | 6238 | 203 | 11 KV SAGAON GAOTHAN | 244098 | 33/11 KV KANDUR S/STN.
18205368 | DLMS-LnT | 053 | TCPIP_DLMS | GSM | Feeder | 6238 | 202 | 11 KV PUNVAT GAOTHAN | 244098 | 33/11 KV KANDUR S/STN.
18205576 | DLMS-LnT | 053 | TCPIP_DLMS | GSM | Feeder | 6238 | 205 | 11 KV DEOWADI GAOTHAN | 244061 | 33/11 KV MANGLE S/S
XC447144 | DLMS-Secure | 055 | TCPIP_DLMS | GSM | Feeder | 6238 | 206 | 11KV BHATSHIRGAON GAOTHAN | 244027 | 33/11KV CHIKHALI SUB STATION
XC447146 | DLMS-Secure | 055 | TCPIP_DLMS | GSM | Feeder | 6238 | 203 | 11KV SAGAON AG | 244027 | 33/11KV CHIKHALI SUB STATION
XC447186 | DLMS-Secure | 055 | TCPIP_DLMS | GSM | Feeder | 6238 | 202 | 11KV TADAWALE GAOTHAN | 244145 | 33/11 KV TADAWALE
XC439867 | DLMS-Secure | 055 | TCPIP_DLMS | GSM | Feeder | 6238 | 203 | 11KV NIGADI AG | 244145 | 33/11 KV TADAWALE
XC447187 | DLMS-Secure | 055 | TCPIP_DLMS | GSM | Feeder | 6238 | 201 | 11KV TADAWALE AG | 244145 | 33/11 KV TADAWALE
XC439866 | DLMS-Secure | 055 | TCPIP_DLMS | GSM | Feeder | 6238 | 202 | 11 KV GAWALEWADI AG | 244144 | 33/11KV GAWALEWADI S/S
XC447189 | DLMS-Secure | 055 | TCPIP_DLMS | GSM | Feeder | 6238 | 201 | 11KV YELAPUR GAVTHAN | 244144 | 33/11KV GAWALEWADI S/S
19645767 | DLMS-LnT | 053 | TCPIP_DLMS | GSM | Feeder | 6238 | 205 | 11 KV SHIVANI GAONTHAN | 244110 | 33/11 MIDC SHIRALA
19645768 | DLMS-LnT | 053 | TCPIP_DLMS | GSM | Feeder | 6238 | 201 | 11 KV KARMALA AG | 244110 | 33/11 MIDC SHIRALA
12627399 | DLMS-LnT | 053 | TCPIP_DLMS | GSM | Feeder | 6238 | 201 | 11 KV MANGLE GAOTHAN | 244061 | 33/11 KV MANGLE S/S
09137375 | LnT | 053 | TCPIP_LnT_9600 | GSM | Feeder | 6238 | 202 | 11 KV SHIRALA AG | 244004 | 33/11 KV SHIRALA
14796419 | ElsterABT1800 | 057 | TCPIP_ElsterABT1800 | GSM | Feeder | 6238 | 402 | 33 KV GUDE PACHGANI | 244018 | 33/11 KV PANUMBRE S/S.
MSB59833 | Secure | 055 | TCPIP_Secure | GSM | Feeder | 6238 | 401 | 33 KV WARNAWATI | 244018 | 33/11 KV PANUMBRE S/S.
09137374 | LnT | 053 | TCPIP_LnT_9600 | GSM | Feeder | 6238 | 209 | 11 KV KAPARI GAOTHAN | 244004 | 33/11 KV SHIRALA
12006541 | LnT | 053 | TCPIP_LnT_9600 | GSM | Feeder | 6238 | 207 | 11 KV NATH GAOTHAN | 244004 | 33/11 KV SHIRALA
12006626 | LnT | 053 | TCPIP_LnT_9600 | GSM | Feeder | 6238 | 201 | 11 KV BIUR AG | 244004 | 33/11 KV SHIRALA
06599612 | LnT | 053 | TCPIP_LNT | GSM | Feeder | 6238 | 202 | 11 KV MIDC | 244110 | 33/11 MIDC SHIRALA
07409543 | LnT | 053 | TCPIP_LNT | GSM | Feeder | 6238 | 206 | 11 KV BIUR GAOTAHAN | 244004 | 33/11 KV SHIRALA
12006561 | LnT | 053 | TCPIP_LnT_9600 | GSM | Feeder | 6238 | 204 | 11 KV KAPARI AG | 244004 | 33/11 KV SHIRALA
12010716 | LnT | 053 | TCPIP_LnT_9600 | GSM | Feeder | 6238 | 202 | 11 KV TAKAVE AG | 244057 | 33/11 KV SHIRASHI S/S
07409566 | LnT | 053 | TCPIP_LNT | GSM | Feeder | 6238 | 203 | 11 KV MANGLE AG | 244061 | 33/11 KV MANGLE S/S
MSE16685 | Secure | 055 | TCPIP_Secure | GSM | Feeder | 6238 | 401 | 33KV INGRUL KAPARI LIS | 244061 | 33/11 KV MANGLE S/S
09737366 | LnT | 053 | TCPIP_LnT_9600 | GSM | Feeder | 6238 | 208 | 11 KV SHIRALA GAOTHAN | 244004 | 33/11 KV SHIRALA
MPU04922 | Secure | 055 | TCPIP_Secure | GSM | Feeder | 6238 | 402 | 33 KV RETHARE DHARAN | 244004 | 33/11 KV SHIRALA
12627379 | DLMS-LnT | 053 | TCPIP_DLMS | GSM | Feeder | 6238 | 203 | 11 KV NATH AG | 244004 | 33/11 KV SHIRALA
12627380 | DLMS-LnT | 053 | TCPIP_DLMS | GSM | Feeder | 6238 | 205 | 11 KV MIDC | 244004 | 33/11 KV SHIRALA
12626102 | DLMS-LnT | 053 | TCPIP_DLMS | GSM | Feeder | 6238 | 206 | 11 KV TAKAVE GAOTHAN | 244057 | 33/11 KV SHIRASHI S/S
17272311 | DLMS-LnT | 053 | TCPIP_DLMS | GSM | Feeder | 1287 | 205 | 11 KV Hivare AG | 244105 | 33/11 KV Dhawadwadi
X0400562 | DLMS-Secure | 055 | TCPIP_DLMS | GSM | Feeder | 1287 | 201 | 11 KV BASARGI AG | 244132 | 33/11 KV BASARGI
17272310 | DLMS-LnT | 053 | TCPIP_DLMS | GSM | Feeder | 1287 | 204 | 11 KV Dhawadwadi GAV | 244105 | 33/11 KV Dhawadwadi
09137896 | LnT | 053 | TCPIP_LnT_9600 | GSM | Feeder | 1287 | 203 | 11 KV MALLAL AG | 246006 | 110/33/11 KV JAT
12006560 | LnT | 053 | TCPIP_LnT_9600 | GSM | Feeder | 1287 | 203 | 11KV Mirwad AG | 244022 | 33/11 KV DAFALAPUR
X0402068 | DLMS-Secure | 055 | TCPIP_DLMS | GSM | Feeder | 1287 | 202 | 11KV Khojanwadi Ag | 244058 | 33/11 KV UMRANI
12626837 | DLMS-LnT | 053 | TCPIP_DLMS | GSM | Feeder | 1287 | 203 | 11 KV AWANDI AG | 244036 | 33/11 KV SHEGAON
12626966 | DLMS-LnT | 053 | TCPIP_DLMS | GSM | Feeder | 1287 | 201 | 11 KV Umrani AG | 244058 | 33/11 KV UMRANI
X1947496 | DLMS-Secure | 055 | TCPIP_DLMS | GSM | Feeder | 1287 | 202 | 11 KV MENDIGIRI AG | 244147 | 33/11 KV DEVNAL
X1947517 | DLMS-Secure | 055 | TCPIP_DLMS | GSM | Feeder | 1287 | 201 | 11 KV UNTWADI AG | 244147 | 33/11 KV DEVNAL
X1947511 | DLMS-Secure | 055 | TCPIP_DLMS | GSM | Feeder | 1287 | 203 | 11 KV GHATGEWADI AG | 244147 | 33/11 KV DEVNAL
X0402072 | DLMS-Secure | 055 | TCPIP_DLMS | GSM | Feeder | 1287 | 202 | 11 KV kashilingwadi AG | 244036 | 33/11 KV SHEGAON
12626152 | DLMS-LnT | 053 | TCPIP_DLMS | GSM | Feeder | 1287 | 210 | 11 KV KANTHI AG | 246006 | 110/33/11 KV JAT
X0403265 | DLMS-Secure | 055 | TCPIP_DLMS | GSM | Feeder | 1287 | 403 | 33KV KHALATI-ANKALE-LIS | 248020 | 220KV JATH
07328494 | LnT | 053 | TCPIP_LNT | GSM | Feeder | 1287 | 202 | 11 KV PACCHPUR AG | 244072 | 33/11 KV PACHAPUR
09138045 | LnT | 053 | TCPIP_LnT_9600 | GSM | Feeder | 1287 | 204 | 11 kv Rawalgundwadi Gav | 244072 | 33/11 KV PACHAPUR
07409873 | LnT | 053 | TCPIP_LNT | GSM | Feeder | 1287 | 201 | 11 KV DEVANAL AG | 244072 | 33/11 KV PACHAPUR
07409872 | LnT | 053 | TCPIP_LNT | GSM | Feeder | 1287 | 203 | 11 KV Wajrawad ag | 244031 | 33/11 KV BILLUR S/STN
07409875 | LnT | 053 | TCPIP_LnT_9600 | GSM | Feeder | 1287 | 201 | 11 KV Billur AG | 244031 | 33/11 KV BILLUR S/STN
00380735 | DLMS-HPL | 076 | TCPIP_LNT | GSM | Feeder | 1287 | 206 | 11 kv Gugwad AG | 244031 | 33/11 KV BILLUR S/STN
09138052 | LnT | 053 | TCPIP_LnT_9600 | GSM | Feeder | 1287 | 204 | 11 Kv Umrani Gaothan | 244058 | 33/11 KV UMRANI
MPU07064 | Secure | 055 | TCPIP_Secure | GSM | Feeder | 1287 | 204 | 11 KV EKUNDI AG | 244114 | 33/11KV JIRGYAL
07326859 | LnT | 053 | TCPIP_LNT | GSM | Feeder | 1287 | 205 | 11 KV KOTALGI AG | 244058 | 33/11 KV UMRANI
18205404 | LnT | 053 | TCPIP_LnT_9600 | GSM | Feeder | 1287 | 206 | 11 KV ANKALE DORLI AG | 244022 | 33/11 KV DAFALAPUR
12006523 | LnT | 053 | TCPIP_LnT_9600 | GSM | Feeder | 1287 | 205 | 11 kv Wajrwad Gavthan | 244031 | 33/11 KV BILLUR S/STN
02892248 | ElsterABT1800 | 057 | TCPIP_ElsterABT1800 | GSM | Feeder | 1287 | 208 | 11KV SOLAR BILLUR MSKVY | 244031 | 33/11 KV BILLUR S/STN
X0400601 | DLMS-Secure | 055 | TCPIP_DLMS | GSM | Feeder | 1287 | 202 | 11kv salmalgewadi AG | 244031 | 33/11 KV BILLUR S/STN
X0400556 | DLMS-Secure | 055 | TCPIP_DLMS | GSM | Feeder | 1287 | 201 | 11 KV SHEGAON AG | 244036 | 33/11 KV SHEGAON
X0400563 | DLMS-Secure | 055 | TCPIP_DLMS | GSM | Feeder | 1287 | 205 | 11 kv Pachhapur Amrutwadi gavthan | 244072 | 33/11 KV PACHAPUR
X0400558 | DLMS-Secure | 055 | TCPIP_DLMS | GSM | Feeder | 1287 | 202 | 11KV BEVNOOR AG | 244131 | 33/11 KV WALEKHINDI
X0400560 | DLMS-Secure | 055 | TCPIP_DLMS | GSM | Feeder | 1287 | 203 | 11 KV Sindur Ag | 244132 | 33/11 KV BASARGI
X0400561 | DLMS-Secure | 055 | TCPIP_DLMS | GSM | Feeder | 1287 | 202 | 11 KV BASARGI GAVTAON | 244132 | 33/11 KV BASARGI
13547079 | DLMS-LnT | 053 | TCPIP_DLMS | GSM | Feeder | 1287 | 204 | 11 Kv Baj Gaothan | 244022 | 33/11 KV DAFALAPUR
12626135 | DLMS-LnT | 053 | TCPIP_DLMS | GSM | Feeder | 1287 | 202 | 11 KV Baj AG | 244022 | 33/11 KV DAFALAPUR
XC447293 | DLMS-Secure | 055 | TCPIP_DLMS | GSM | Feeder | 1287 | 207 | 11 KV DONI AG | 244031 | 33/11 KV BILLUR S/STN
09137878 | LnT | 053 | TCPIP_LnT_9600 | GSM | Feeder | 1287 | 201 | 11 KV TIPPEHALLI AG | 246006 | 110/33/11 KV JAT
07409882 | LnT | 053 | TCPIP_LNT | GSM | Feeder | 1287 | 203 | 11 KV Rawalgundwadi AG | 244072 | 33/11 KV PACHAPUR
09137879 | LnT | 053 | TCPIP_LnT_9600 | GSM | Feeder | 1287 | 205 | 11 KV Rampur AG | 246006 | 110/33/11 KV JAT
X0400557 | DLMS-Secure | 055 | TCPIP_DLMS | GSM | Feeder | 1287 | 201 | 11KV WALEKHINDI AG | 244131 | 33/11 KV WALEKHINDI
09137894 | LnT | 053 | TCPIP_LnT_9600 | GSM | Feeder | 1287 | 202 | 11 KV MIDC | 246006 | 110/33/11 KV JAT
09137880 | LnT | 053 | TCPIP_LnT_9600 | GSM | Feeder | 1287 | 206 | 11 KV Achakanhalli AG | 246006 | 110/33/11 KV JAT
09137892 | LnT | 053 | TCPIP_LnT_9600 | GSM | Feeder | 1287 | 204 | 11 KV Jath | 246006 | 110/33/11 KV JAT
17272318 | DLMS-LnT | 053 | TCPIP_DLMS | GSM | Feeder | 1287 | 201 | 11 KV Kosari AG | 244105 | 33/11 KV Dhawadwadi
X0401398 | DLMS-Secure | 055 | TCPIP_DLMS | GSM | Feeder | 1287 | 209 | 11 Kv JATH West | 246006 | 110/33/11 KV JAT
X0400546 | DLMS-Secure | 055 | TCPIP_DLMS | GSM | Feeder | 1287 | 203 | 11KV WALEKHINDI GAVTHAN | 244131 | 33/11 KV WALEKHINDI
X0403277 | DLMS-Secure | 055 | TCPIP_DLMS | GSM | Feeder | 1287 | 203 | 11 KV SINDUR AG | 244058 | 33/11 KV UMRANI
X0401397 | DLMS-Secure | 055 | TCPIP_DLMS | GSM | Feeder | 1287 | 207 | 11 KV SUGAR FACTORY | 246006 | 110/33/11 KV JAT
X0401399 | DLMS-Secure | 055 | TCPIP_DLMS | GSM | Feeder | 1287 | 208 | 11 kv Achakanhallii Gav | 246006 | 110/33/11 KV JAT
17272320 | DLMS-LnT | 053 | TCPIP_DLMS | GSM | Feeder | 1287 | 205 | 11 KV SHEGAON GAV | 244036 | 33/11 KV SHEGAON
17272315 | DLMS-LnT | 053 | TCPIP_DLMS | GSM | Feeder | 1287 | 203 | 11 KV JIRGYAL GAV | 244114 | 33/11KV JIRGYAL
17272316 | DLMS-LnT | 053 | TCPIP_DLMS | GSM | Feeder | 1287 | 202 | 11 KV SHINGANAPUR AG | 244114 | 33/11KV JIRGYAL
17272317 | DLMS-LnT | 053 | TCPIP_DLMS | GSM | Feeder | 1287 | 201 | 11 KV JIRGYAL AG | 244114 | 33/11KV JIRGYAL
17272314 | DLMS-LnT | 053 | TCPIP_DLMS | GSM | Feeder | 1287 | 201 | 11 KV Dafalapur AG | 244022 | 33/11 KV DAFALAPUR
17272313 | DLMS-LnT | 053 | TCPIP_DLMS | GSM | Feeder | 1287 | 205 | 11 KV Dafalapur GAV | 244022 | 33/11 KV DAFALAPUR
17272319 | DLMS-LnT | 053 | TCPIP_DLMS | GSM | Feeder | 1287 | 204 | 11 Kv Walekhindi Gaothan | 244036 | 33/11 KV SHEGAON
17272308 | DLMS-LnT | 053 | TCPIP_DLMS | GSM | Feeder | 1287 | 202 | 11 KV Kumbharwadi AG | 244105 | 33/11 KV Dhawadwadi
17272309 | DLMS-LnT | 053 | TCPIP_DLMS | GSM | Feeder | 1287 | 203 | 11 KV Birnal GAV | 244105 | 33/11 KV Dhawadwadi
17272312 | DLMS-LnT | 053 | TCPIP_DLMS | GSM | Feeder | 1287 | 206 | 11 KV Pratapur AG | 244105 | 33/11 KV Dhawadwadi
17272326 | DLMS-LnT | 053 | TCPIP_DLMS | GSM | Feeder | 1295 | 206 | 11 KV DUDHEBHAVI GAO | 244040 | 33/11KV DHALGAON
17272323 | DLMS-LnT | 053 | TCPIP_DLMS | GSM | Feeder | 1295 | 206 | 11KV RAIWADI GAO | 244064 | 33/11KV KUNDLAPUR
XF460520 | DLMS-Secure | 055 | TCPIP_DLMS | GSM | Feeder | 1295 | 403 | 33 KV EHV ALKUD M | 244035 | 33/11KV Borgaon
X0403293 | DLMS-Secure | 055 | TCPIP_DLMS | GSM | Feeder | 1295 | 203 | 11 KV HINGANGAON AG | 244007 | 33/11KV K.MAHANKAL
12627552 | DLMS-LnT | 053 | TCPIP_DLMS | GSM | Feeder | 1295 | 201 | 11 KV BORGAON AG | 244035 | 33/11KV Borgaon
X0403274 | DLMS-Secure | 055 | TCPIP_DLMS | GSM | Feeder | 1295 | 206 | 11 KV IRALI GAOTHAN | 244076 | 33/11 KV RANJANI
X0403282 | DLMS-Secure | 055 | TCPIP_DLMS | GSM | Feeder | 1295 | 205 | 11 KV SONI LIS | 244103 | 33/11 KV Haroli(Deshing)
X0403281 | DLMS-Secure | 055 | TCPIP_DLMS | GSM | Feeder | 1295 | 206 | 11KV S.FACTORY AG | 244007 | 33/11KV K.MAHANKAL
18205571 | DLMS-LnT | 053 | TCPIP_DLMS | GSM | Feeder | 1295 | 202 | 11KV SHIRDHON AG | 244035 | 33/11KV Borgaon
X0403284 | DLMS-Secure | 055 | TCPIP_DLMS | GSM | Feeder | 1295 | 201 | 11KV DUDHEBHAVI AG | 244040 | 33/11KV DHALGAON
14036280 | LnT | 053 | TCPIP_LnT_9600 | GSM | Feeder | 1295 | 201 | 11 KV LONARWADI AG | 244076 | 33/11 KV RANJANI
X0401659 | DLMS-Secure | 055 | TCPIP_DLMS | GSM | Feeder | 1295 | 401 | 33 KV JOLLY BOARD | 244035 | 33/11KV Borgaon
XB449643 | DLMS-Secure | 055 | TCPIP_DLMS | GSM | Feeder | 1295 | 202 | 11 KV GATHNANDRE AG | 244064 | 33/11KV KUNDLAPUR
X1794665 | DLMS-Secure | 055 | TCPIP_DLMS | GSM | Feeder | 1295 | 204 | 11 KV KUCHI GAO | 244064 | 33/11KV KUNDLAPUR
XB489572 | DLMS-Secure | 055 | TCPIP_DLMS | GSM | Feeder | 1295 | 204 | 11 KV LONARWADI GAOTHAN | 244076 | 33/11 KV RANJANI
X0403267 | DLMS-Secure | 055 | TCPIP_DLMS | GSM | Feeder | 1295 | 201 | 11 KV MALAI AG | 244064 | 33/11KV KUNDLAPUR
X0400572 | DLMS-Secure | 055 | TCPIP_DLMS | GSM | Feeder | 1295 | 202 | 11KV KUCHI AG | 244007 | 33/11KV K.MAHANKAL
X0400570 | DLMS-Secure | 055 | TCPIP_DLMS | GSM | Feeder | 1295 | 201 | 11KV K. MAHANKAL GAO | 244007 | 33/11KV K.MAHANKAL
X0400571 | DLMS-Secure | 055 | TCPIP_DLMS | GSM | Feeder | 1295 | 207 | 11 KV EXPRESS MIDC | 244007 | 33/11KV K.MAHANKAL
X0400580 | DLMS-Secure | 055 | TCPIP_DLMS | GSM | Feeder | 1295 | 205 | 11 KV SARATI AG | 244099 | 33/11 kv kAROLI
17270902 | DLMS-LnT | 053 | TCPIP_DLMS | GSM | Feeder | 1295 | 409 | 33 KV MAKKA FACTORY | 246013 | 110/33KV RANJANI
X0400582 | DLMS-Secure | 055 | TCPIP_DLMS | GSM | Feeder | 1295 | 206 | 11 KV HAROLI AG | 244103 | 33/11 KV Haroli(Deshing)
X0400579 | DLMS-Secure | 055 | TCPIP_DLMS | GSM | Feeder | 1295 | 202 | 11 KV KUKTOLI AG | 244099 | 33/11 kv kAROLI
XB424026 | DLMS-Secure | 055 | TCPIP_DLMS | GSM | Feeder | 1295 | 201 | 11 KV VITTHALWADI GAO | 244141 | 33/11 KV Kerewadi
X0400577 | DLMS-Secure | 055 | TCPIP_DLMS | GSM | Feeder | 1295 | 201 | 11 KV SHINDEWADI (H) AG | 244099 | 33/11 kv kAROLI
X0400581 | DLMS-Secure | 055 | TCPIP_DLMS | GSM | Feeder | 1295 | 201 | 11 KV DESHING GFSS | 244103 | 33/11 KV Haroli(Deshing)
X0400578 | DLMS-Secure | 055 | TCPIP_DLMS | GSM | Feeder | 1295 | 204 | 11 KV KAROLI GAOTHAN | 244099 | 33/11 kv kAROLI
X0400583 | DLMS-Secure | 055 | TCPIP_DLMS | GSM | Feeder | 1295 | 207 | 11KV JAKHAPUR AG | 244064 | 33/11KV KUNDLAPUR
X0403273 | DLMS-Secure | 055 | TCPIP_DLMS | GSM | Feeder | 1295 | 205 | 11KV CHOROCHI GAOTHAN | 244040 | 33/11KV DHALGAON
X0400574 | DLMS-Secure | 055 | TCPIP_DLMS | GSM | Feeder | 1295 | 204 | 11KV RANJANI AG | 244007 | 33/11KV K.MAHANKAL
X0400575 | DLMS-Secure | 055 | TCPIP_DLMS | GSM | Feeder | 1295 | 208 | 11KV LANGERPETH GAO | 244007 | 33/11KV K.MAHANKAL
X0400573 | DLMS-Secure | 055 | TCPIP_DLMS | GSM | Feeder | 1295 | 205 | 11KV LANGERPETH AG | 244007 | 33/11KV K.MAHANKAL
18205356 | DLMS-LnT | 053 | TCPIP_DLMS | GSM | Feeder | 1295 | 205 | 11 KV GHATNANDRE GAOTHAN | 244064 | 33/11KV KUNDLAPUR
18205355 | DLMS-LnT | 053 | TCPIP_DLMS | GSM | Feeder | 1295 | 206 | 11KV SHIRDHON GAOTHAN | 244035 | 33/11KV Borgaon
18205353 | DLMS-LnT | 053 | TCPIP_DLMS | GSM | Feeder | 1295 | 207 | 11KV ALKUD AG | 244035 | 33/11KV Borgaon
17224032 | DLMS-LnT | 053 | TCPIP_DLMS | GSM | Feeder | 1295 | 203 | 11 KV IRALI AG | 244076 | 33/11 KV RANJANI
X0403297 | DLMS-Secure | 055 | TCPIP_DLMS | GSM | Feeder | 1295 | 203 | 11KV RAIWADI AG | 244064 | 33/11KV KUNDLAPUR
12626948 | DLMS-LnT | 053 | TCPIP_DLMS | GSM | Feeder | 1295 | 203 | 11KV BORGAON GAOTHAN | 244035 | 33/11KV Borgaon
XB428879 | DLMS-Secure | 055 | TCPIP_DLMS | GSM | Feeder | 1295 | 207 | 11KV DANDOBA AG | 244103 | 33/11 KV Haroli(Deshing)
08023303 | DLMS-Genus | 065 | TCPIP_DLMS | GSM | Feeder | 1295 | 202 | 11 KV BANEWADI AG | 244103 | 33/11 KV Haroli(Deshing)
08023299 | DLMS-Genus | 065 | TCPIP_DLMS | GSM | Feeder | 1295 | 203 | 11 KV MORGAON AG | 244103 | 33/11 KV Haroli(Deshing)
X0398919 | DLMS-Secure | 055 | TCPIP_DLMS | GSM | Feeder | 1295 | 402 | 33 KV GAVAN SCHEME | 244035 | 33/11KV Borgaon
08025057 | DLMS-Genus | 065 | TCPIP_DLMS | GSM | Feeder | 1295 | 410 | 33KV AGALGAON LIS | 246013 | 110/33KV RANJANI
XC413624 | DLMS-Secure | 055 | TCPIP_DLMS | GSM | Feeder | 1295 | 203 | 11 KV AGALGAON AG | 244141 | 33/11 KV Kerewadi
X0400576 | DLMS-Secure | 055 | TCPIP_DLMS | GSM | Feeder | 1295 | 203 | 11 KV KONGNOLI AG | 244099 | 33/11 kv kAROLI
09138062 | LnT | 053 | TCPIP_LnT_9600 | GSM | Feeder | 1295 | 204 | 11 KV MALANGAON AG | 244035 | 33/11KV Borgaon
18205354 | DLMS-LnT | 053 | TCPIP_DLMS | GSM | Feeder | 1295 | 205 | 11KV SHIVGANGA GAO | 244035 | 33/11KV Borgaon
09205345 | LnT | 053 | TCPIP_LnT_9600 | GSM | Feeder | 1295 | 203 | 11KV CHOROCHI AG | 244040 | 33/11KV DHALGAON
19645772 | DLMS-LnT | 053 | TCPIP_DLMS | GSM | Feeder | 1295 | 205 | 11 KV KOKLE GAO | 244076 | 33/11 KV RANJANI
X1794674 | DLMS-Secure | 055 | TCPIP_DLMS | GSM | Feeder | 1295 | 208 | 11 KV SHELKEWADI AG | 244064 | 33/11KV KUNDLAPUR
X1797311 | DLMS-Secure | 055 | TCPIP_DLMS | GSM | Feeder | 1295 | 209 | 11 KV KUCHI AG | 244064 | 33/11KV KUNDLAPUR
XB489594 | DLMS-Secure | 055 | TCPIP_DLMS | GSM | Feeder | 1295 | 202 | 11KV KOKLE AG | 244076 | 33/11 KV RANJANI
XC413582 | DLMS-Secure | 055 | TCPIP_DLMS | GSM | Feeder | 1295 | 202 | 11 KV KEREWADI AG | 244141 | 33/11 KV Kerewadi
17272327 | DLMS-LnT | 053 | TCPIP_DLMS | GSM | Feeder | 1295 | 202 | 11KV NAGAJ AG | 244040 | 33/11KV DHALGAON
17272325 | DLMS-LnT | 053 | TCPIP_DLMS | GSM | Feeder | 1295 | 204 | 11KV DHALEWADI AG | 244040 | 33/11KV DHALGAON
09205382 | LnT | 053 | TCPIP_LnT_9600 | GSM | Feeder | 1295 | 204 | 11 KV KHARSHING AG | 244103 | 33/11 KV Haroli(Deshing)
14089050 | LnT | 053 | TCPIP_LnT_9600 | GSM | Feeder | 4788 | 202 | Arag mix Laxmiwadi | 244082 | 33/11 kv Arag
X0401385 | DLMS-Secure | 055 | TCPIP_DLMS | GSM | Feeder | 4788 | 205 | 11 KV rade ag | 244010 | 33/11 kv Bedag
X0400682 | DLMS-Secure | 055 | TCPIP_DLMS | GSM | Feeder | 4788 | 202 | 11 KV SANTOSHWADI AG | 244009 | 33/11 KV BELANKI
X0401396 | DLMS-Secure | 055 | TCPIP_DLMS | GSM | Feeder | 4788 | 203 | 11 KV GANGATEK AG | 244009 | 33/11 KV BELANKI
X0403290 | DLMS-Secure | 055 | TCPIP_DLMS | GSM | Feeder | 4788 | 207 | 11 KV VEDANT | 244052 | 33/11 KV MALLEWADI
X0403288 | DLMS-Secure | 055 | TCPIP_DLMS | GSM | Feeder | 4788 | 201 | 11 kv Erandoli Gav. | 244052 | 33/11 KV MALLEWADI
X0403300 | DLMS-Secure | 055 | TCPIP_DLMS | GSM | Feeder | 4788 | 202 | 11 KV MALGAON AG | 244052 | 33/11 KV MALLEWADI
06600827 | LnT | 053 | TCPIP_LNT | GSM | Feeder | 4788 | 204 | 11 kv Erandoli | 244052 | 33/11 KV MALLEWADI
MSE79052 | Secure | 055 | TCPIP_Secure | GSM | Feeder | 4788 | 206 | 11 Kv Bolwad Ag | 244010 | 33/11 kv Bedag
MS918167 | Secure | 055 | TCPIP_Secure | GSM | Feeder | 4788 | 205 | 11 KV Khatav Ag | 244074 | 33/11 KV LINGNOOR
14089069 | LnT | 053 | TCPIP_LnT_9600 | GSM | Feeder | 4788 | 204 | railway station Ag | 244082 | 33/11 kv Arag
14089078 | LnT | 053 | TCPIP_LnT_9600 | GSM | Feeder | 4788 | 205 | Malwadi Ag feeder | 244082 | 33/11 kv Arag
X0400525 | DLMS-Secure | 055 | TCPIP_DLMS | GSM | Feeder | 4788 | 206 | BELANKI gavthan | 244009 | 33/11 KV BELANKI
X0400526 | DLMS-Secure | 055 | TCPIP_DLMS | GSM | Feeder | 4788 | 201 | 11 KV DONGARWADI AG | 244009 | 33/11 KV BELANKI
X0400524 | DLMS-Secure | 055 | TCPIP_DLMS | GSM | Feeder | 4788 | 205 | 11KV BELANKI AG | 244009 | 33/11 KV BELANKI
X0400531 | DLMS-Secure | 055 | TCPIP_DLMS | GSM | Feeder | 4788 | 203 | 11 KvAshoknagar | 244082 | 33/11 kv Arag
X0402071 | DLMS-Secure | 055 | TCPIP_DLMS | GSM | Feeder | 4788 | 202 | 11 KV Bedag gav | 244010 | 33/11 kv Bedag
X0400652 | DLMS-Secure | 055 | TCPIP_DLMS | GSM | Feeder | 4788 | 204 | 11 KV Bedag | 244010 | 33/11 kv Bedag
12626178 | DLMS-LnT | 053 | TCPIP_DLMS | GSM | Feeder | 4788 | 201 | 11 KV Arag gav | 244082 | 33/11 kv Arag
12626204 | DLMS-LnT | 053 | TCPIP_DLMS | GSM | Feeder | 4788 | 201 | 11 KV Lingnoor Gaothan | 244074 | 33/11 KV LINGNOOR
12626217 | DLMS-LnT | 053 | TCPIP_DLMS | GSM | Feeder | 4788 | 202 | 11 KV Shindewadi Ag | 244074 | 33/11 KV LINGNOOR
13547081 | DLMS-LnT | 053 | TCPIP_DLMS | GSM | Feeder | 4788 | 207 | 11KV WADDI AG | 244010 | 33/11 kv Bedag
X0402063 | DLMS-Secure | 055 | TCPIP_DLMS | GSM | Feeder | 4788 | 204 | 11 KV Lingnoor Ag | 244074 | 33/11 KV LINGNOOR
X0401392 | DLMS-Secure | 055 | TCPIP_DLMS | GSM | Feeder | 4788 | 203 | 11 KV Landgewadi Ag | 244074 | 33/11 KV LINGNOOR
XG476963 | DLMS-Secure | 055 | TCPIP_DLMS | GSM | Feeder | 4788 | 207 | 11 KV KADAMWADI GAVTHAN | 244009 | 33/11 KV BELANKI
X0400530 | DLMS-Secure | 055 | TCPIP_DLMS | GSM | Feeder | 4788 | 201 | 11 Kv Arag | 244010 | 33/11 kv Bedag
06600828 | LnT | 053 | TCPIP_LNT | GSM | Feeder | 4788 | 203 | 11 KV Takali | 244052 | 33/11 KV MALLEWADI
X0400532 | DLMS-Secure | 055 | TCPIP_DLMS | GSM | Feeder | 4788 | 206 | 11 KV VanKochiwadi feeder | 244052 | 33/11 KV MALLEWADI
X0400528 | DLMS-Secure | 055 | TCPIP_DLMS | GSM | Feeder | 4788 | 201 | Salgare Gavthan | 244136 | 33/11kV SALGARE
X0400527 | DLMS-Secure | 055 | TCPIP_DLMS | GSM | Feeder | 4788 | 204 | 11 kv shivganga | 244009 | 33/11 KV BELANKI
XB428887 | DLMS-Secure | 055 | TCPIP_DLMS | GSM | Feeder | 4788 | 203 | Janraowadi Ag | 244136 | 33/11kV SALGARE
XB428882 | DLMS-Secure | 055 | TCPIP_DLMS | GSM | Feeder | 4788 | 202 | Chabukswarwadi Ag | 244136 | 33/11kV SALGARE
X0400529 | DLMS-Secure | 055 | TCPIP_DLMS | GSM | Feeder | 4788 | 203 | 11 KV Vijaynagar | 244010 | 33/11 kv Bedag
09205343 | LnT | 053 | TCPIP_LnT_9600 | GSM | Feeder | 4721 | 202 | 11 KV KONTEBOBLAD AG | 244055 | 33/11KV TIKONDI
17272305 | DLMS-LnT | 053 | TCPIP_DLMS | GSM | Feeder | 4721 | 204 | 11 KV BELONDAGI AG | 244029 | 33/11 KV BORGI
X0401390 | DLMS-Secure | 055 | TCPIP_DLMS | GSM | Feeder | 4721 | 201 | 11 KV MADGYAL AG | 244047 | 33/11 KV SONYAL
X1097258 | DLMS-Secure | 055 | TCPIP_DLMS | GSM | Feeder | 4721 | 204 | 11 KV GIRISH FARM AG FEEDER | 244138 | 33/11KV UTAGI
12626952 | DLMS-LnT | 053 | TCPIP_DLMS | GSM | Feeder | 4721 | 202 | 11 KV GHOLESHWAR AG | 244071 | 33/11 KV SANAMADI
X0401651 | DLMS-Secure | 055 | TCPIP_DLMS | GSM | Feeder | 4721 | 203 | 11 KV ANKALGI GAVTHAN | 244015 | 110/33/11 KV SANKH
18205575 | DLMS-LnT | 053 | TCPIP_DLMS | GSM | Feeder | 4721 | 204 | 11 KV TIKONDI GAVTHAN | 244055 | 33/11KV TIKONDI
X0401653 | DLMS-Secure | 055 | TCPIP_DLMS | GSM | Feeder | 4721 | 206 | 11 KV ASANGI AG | 244015 | 110/33/11 KV SANKH
09205344 | LnT | 053 | TCPIP_LnT_9600 | GSM | Feeder | 4721 | 202 | 11 KV DARIKONUR AG | 244049 | 33/11 KV DARIKONUR
12627438 | DLMS-LnT | 053 | TCPIP_DLMS | GSM | Feeder | 4721 | 203 | 11 KV UTAGI AG | 244047 | 33/11 KV SONYAL
12627382 | DLMS-LnT | 053 | TCPIP_DLMS | GSM | Feeder | 4721 | 203 | 11 KV UTAGI GAOTHAN | 244138 | 33/11KV UTAGI
12626906 | DLMS-LnT | 053 | TCPIP_DLMS | GSM | Feeder | 4721 | 202 | 11 KV UMADI GAVTHAN | 244044 | 33/11 KV UMADI
X0403271 | DLMS-Secure | 055 | TCPIP_DLMS | GSM | Feeder | 4721 | 202 | 11 KV SONYAL AG | 244047 | 33/11 KV SONYAL
14089039 | LnT | 053 | TCPIP_LnT_9600 | GSM | Feeder | 4721 | 201 | 11 KV SIDHANATH AG | 244049 | 33/11 KV DARIKONUR
07328496 | LnT | 053 | TCPIP_LNT | GSM | Feeder | 4721 | 203 | 11 KV KONIKUNUR AG | 244071 | 33/11 KV SANAMADI
09137322 | LnT | 053 | TCPIP_LnT_9600 | GSM | Feeder | 4721 | 204 | 11 KV SHEDYAL AG | 244049 | 33/11 KV DARIKONUR
17224030 | DLMS-LnT | 053 | TCPIP_DLMS | GSM | Feeder | 4721 | 202 | 11 KV JALYAL AG | 244109 | 33/11 KV LAVANGA
X0402064 | DLMS-Secure | 055 | TCPIP_DLMS | GSM | Feeder | 4721 | 203 | 11 KV BALGAON AG | 244029 | 33/11 KV BORGI
12626126 | DLMS-LnT | 053 | TCPIP_DLMS | GSM | Feeder | 4721 | 203 | 11 KV SONALGI AG | 244044 | 33/11 KV UMADI
XB417236 | DLMS-Secure | 055 | TCPIP_DLMS | GSM | Feeder | 4721 | 207 | 11 KV YELAVI AG | 244071 | 33/11 KV SANAMADI
17272350 | DLMS-LnT | 053 | TCPIP_DLMS | GSM | Feeder | 4721 | 201 | 11 KV TIKONDI AG | 244055 | 33/11KV TIKONDI
XB417255 | DLMS-Secure | 055 | TCPIP_DLMS | GSM | Feeder | 4721 | 205 | 11 KV GHOLESHWAR GAVTHAN | 244071 | 33/11 KV SANAMADI
12626207 | DLMS-LnT | 053 | TCPIP_DLMS | GSM | Feeder | 4721 | 202 | 11 KV BORGI AG | 244029 | 33/11 KV BORGI
12626996 | DLMS-LnT | 053 | TCPIP_DLMS | GSM | Feeder | 4721 | 205 | 11 KV BORGI BALGAON GAVTHAN | 244029 | 33/11 KV BORGI
17272301 | DLMS-LnT | 053 | TCPIP_DLMS | GSM | Feeder | 4721 | 205 | 11 KV PANDOZARI GAVTHAN | 244055 | 33/11KV TIKONDI
17272299 | DLMS-LnT | 053 | TCPIP_DLMS | GSM | Feeder | 4721 | 201 | 11 KV SANMADI GAVTHAN | 244071 | 33/11 KV SANAMADI
17272298 | DLMS-LnT | 053 | TCPIP_DLMS | GSM | Feeder | 4721 | 203 | 11 KV GIRGAON AG | 244109 | 33/11 KV LAVANGA
17272302 | DLMS-LnT | 053 | TCPIP_DLMS | GSM | Feeder | 4721 | 203 | 11 KV PANDOZARI AG | 244055 | 33/11KV TIKONDI
17272307 | DLMS-LnT | 053 | TCPIP_LnT_9600 | GSM | Feeder | 4721 | 201 | 11 KV KONTEBOBLAD MIX | 244109 | 33/11 KV LAVANGA
18205358 | DLMS-LnT | 053 | TCPIP_DLMS | GSM | Feeder | 4721 | 201 | 11 KV HALLI AG | 244138 | 33/11KV UTAGI
X0401652 | DLMS-Secure | 055 | TCPIP_DLMS | GSM | Feeder | 4721 | 205 | 11 KV ANKALGI AG | 244015 | 110/33/11 KV SANKH
X0401654 | DLMS-Secure | 055 | TCPIP_DLMS | GSM | Feeder | 4721 | 207 | 11 KV SANKH AG | 244015 | 110/33/11 KV SANKH
X0401655 | DLMS-Secure | 055 | TCPIP_DLMS | GSM | Feeder | 4721 | 204 | 11 KV SANKH GAVTHAN | 244015 | 110/33/11 KV SANKH
X0402080 | DLMS-Secure | 055 | TCPIP_DLMS | GSM | Feeder | 4721 | 201 | 11 KV AKKALWADI AG | 244029 | 33/11 KV BORGI
18205586 | DLMS-LnT | 053 | TCPIP_DLMS | GSM | Feeder | 4721 | 202 | 11 KV BHIVARGI AG | 244015 | 110/33/11 KV SANKH
12023199 | LnT | 053 | TCPIP_LnT_9600 | GSM | Feeder | 4721 | 203 | 11 KV SHEDYAL GAVTHAN | 244049 | 33/11 KV DARIKONUR
15010232 | LnT | 053 | TCPIP_LnT_9600 | GSM | Feeder | 4721 | 204 | 11 KV SONYAL GAOTHAN | 244047 | 33/11 KV SONYAL
14089048 | LnT | 053 | TCPIP_LnT_9600 | GSM | Feeder | 4721 | 207 | 11 KV KAREWADI AG | 244055 | 33/11KV TIKONDI
14089046 | LnT | 053 | TCPIP_LnT_9600 | GSM | Feeder | 4721 | 206 | 11 KV KAGNARI AG | 244055 | 33/11KV TIKONDI
14089188 | LnT | 053 | TCPIP_LnT_9600 | GSM | Feeder | 4721 | 208 | 11 KV MUCHANDI AG | 244049 | 33/11 KV DARIKONUR
18205357 | DLMS-LnT | 053 | TCPIP_DLMS | GSM | Feeder | 4721 | 202 | 11 KV LAMAN TANDA AG | 244138 | 33/11KV UTAGI
14089100 | LnT | 053 | TCPIP_LnT_9600 | GSM | Feeder | 4721 | 208 | 11 KV DHULKARWADI AG | 244055 | 33/11KV TIKONDI
20099735 | DLMS-LnT | 053 | TCPIP_DLMS | GSM | Feeder | 4721 | 206 | 11KV MSKVY SOLAR FEEDER | 244029 | 33/11 KV BORGI
12627506 | DLMS-LnT | 053 | TCPIP_DLMS | GSM | Feeder | 4721 | 204 | 11 KV UMADI AG | 244044 | 33/11 KV UMADI
12627505 | DLMS-LnT | 053 | TCPIP_DLMS | GSM | Feeder | 4721 | 206 | 11 KV VITTHALWADI AG | 244044 | 33/11 KV UMADI
12626168 | DLMS-LnT | 053 | TCPIP_DLMS | GSM | Feeder | 4721 | 205 | 11 KV SIDDHARAM AG | 244044 | 33/11 KV UMADI
X0400564 | DLMS-Secure | 055 | TCPIP_DLMS | GSM | Feeder | 4721 | 205 | 11 KV UTAGI VHASPETH GAVTHAN | 244047 | 33/11 KV SONYAL
X0400567 | DLMS-Secure | 055 | TCPIP_DLMS | GSM | Feeder | 4721 | 206 | 11 KV SIDDHANATH GAVTHAN | 244049 | 33/11 KV DARIKONUR
X0400565 | DLMS-Secure | 055 | TCPIP_DLMS | GSM | Feeder | 4721 | 205 | 11 KV DARIKONUR GAVTHAN | 244049 | 33/11 KV DARIKONUR
X0400566 | DLMS-Secure | 055 | TCPIP_DLMS | GSM | Feeder | 4721 | 204 | 11 KV SANAMADI AG | 244071 | 33/11 KV SANAMADI
X0400568 | DLMS-Secure | 055 | TCPIP_DLMS | GSM | Feeder | 4721 | 207 | 11 KV DARIBADCHI AG | 244049 | 33/11 KV DARIKONUR
XB428893 | DLMS-Secure | 055 | TCPIP_DLMS | GSM | Feeder | 4721 | 204 | 11 KV MORBAGI AG | 244109 | 33/11 KV LAVANGA
MSP59816 | DLMS-Secure | 055 | TCPIP_DLMS | GSM | Feeder | 4721 | 206 | 11 KV NIGADI AG | 244071 | 33/11 KV SANAMADI
X0400681 | DLMS-Secure | 055 | TCPIP_DLMS | GSM | Feeder | 4721 | 201 | 11 KV SUSLAD AG | 244044 | 33/11 KV UMADI
08189782 | LnT | 053 | TCPIP_LNT | GSM | Feeder | 1244 | 201 | 11 KV MALGAON GAVTHAN | 244107 | 33/11KV MALGAON
X0400537 | DLMS-Secure | 055 | TCPIP_DLMS | GSM | Feeder | 1244 | 206 | 11 KV MALIWADI GAONTHAN | 244001 | 33/11 KV MHAISHAL
X0402066 | DLMS-Secure | 055 | TCPIP_DLMS | GSM | Feeder | 1244 | 204 | Soni AG | 244059 | 33/11 KV SONI
09137327 | LnT | 053 | TCPIP_LnT_9600 | GSM | Feeder | 1244 | 201 | SONI GAVATHAN | 244059 | 33/11 KV SONI
09137329 | LnT | 053 | TCPIP_LnT_9600 | GSM | Feeder | 1244 | 202 | 11 KV BHOSE GAOTHAN | 244059 | 33/11 KV SONI
19645782 | DLMS-LnT | 053 | TCPIP_DLMS | GSM | Feeder | 1244 | 204 | BOTHRA FEEDER | 244093 | 33/11 KV Savali Kanadwadi
19645783 | DLMS-LnT | 053 | TCPIP_DLMS | GSM | Feeder | 1244 | 205 | 11 KV REX | 244093 | 33/11 KV Savali Kanadwadi
00466865 | DLMS-HPL | 076 | TCPIP_DLMS | GSM | Feeder | 1244 | 207 | 11 KV WATER WORKS | 244001 | 33/11 KV MHAISHAL
07409706 | LnT | 053 | TCPIP_LNT | GSM | Feeder | 1244 | 203 | 11KV RAMNAGAR AG | 244107 | 33/11KV MALGAON
12627503 | DLMS-LnT | 053 | TCPIP_DLMS | GSM | Feeder | 1244 | 205 | 11 KV JACKWELL | 244038 | 33/11 KV KRISHNA GHAT
14007231 | LnT | 053 | TCPIP_LnT_9600 | GSM | Feeder | 1244 | 206 | 11KV TANANG GAOTHAN | 244093 | 33/11 KV Savali Kanadwadi
15017589 | LnT | 053 | TCPIP_LnT_9600 | GSM | Feeder | 1244 | 203 | 11 KV KALAMBI AG | 244134 | 33/11KV Sidhewadi
15010246 | LnT | 053 | TCPIP_LnT_9600 | GSM | Feeder | 1244 | 201 | 11 KV SIDHEWADI AG | 244134 | 33/11KV Sidhewadi
14007153 | LnT | 053 | TCPIP_LnT_9600 | GSM | Feeder | 1244 | 208 | 11KV KANADWADI GAOTHAN | 244093 | 33/11 KV Savali Kanadwadi
X0398709 | DLMS-Secure | 055 | TCPIP_DLMS | GSM | Feeder | 1244 | 206 | 11kv Karoli AG | 244059 | 33/11 KV SONI
X0400538 | DLMS-Secure | 055 | TCPIP_DLMS | GSM | Feeder | 1244 | 202 | 11 KV MHAISHAL GAONTHAN | 244001 | 33/11 KV MHAISHAL
X0400539 | DLMS-Secure | 055 | TCPIP_DLMS | GSM | Feeder | 1244 | 203 | 11 KV MAHAVEER AG | 244001 | 33/11 KV MHAISHAL
X0400540 | DLMS-Secure | 055 | TCPIP_DLMS | GSM | Feeder | 1244 | 205 | 11 KV MHAISHAL AG | 244001 | 33/11 KV MHAISHAL
X0400534 | DLMS-Secure | 055 | TCPIP_DLMS | GSM | Feeder | 1244 | 203 | 11 KV PATGAON AG | 244059 | 33/11 KV SONI
XC447145 | DLMS-Secure | 055 | TCPIP_Secure | GSM | Feeder | 1244 | 203 | 11KV GAVALEWADI AG | 244142 | 33/11KV KHANDERAJURI
XC439865 | DLMS-Secure | 055 | TCPIP_DLMS | GSM | Feeder | 1244 | 201 | 11KV GUNDEWADI AG | 244142 | 33/11KV KHANDERAJURI
XC439855 | DLMS-Secure | 055 | TCPIP_DLMS | GSM | Feeder | 1244 | 202 | 11KV KHANDERAJURI GAOTHAN | 244142 | 33/11KV KHANDERAJURI
12626997 | DLMS-LnT | 053 | TCPIP_DLMS | GSM | Feeder | 1244 | 202 | 11 KV NILAJI AG | 244038 | 33/11 KV KRISHNA GHAT
12626203 | DLMS-LnT | 053 | TCPIP_DLMS | GSM | Feeder | 1244 | 206 | 11 KV DHAVALI GAOTHAN | 244038 | 33/11 KV KRISHNA GHAT
12627550 | DLMS-LnT | 053 | TCPIP_DLMS | GSM | Feeder | 1244 | 201 | 11 KV DHAVALI AG | 244038 | 33/11 KV KRISHNA GHAT
12627511 | DLMS-LnT | 053 | TCPIP_DLMS | GSM | Feeder | 1244 | 204 | 11 KV Takali Bolwad Ag | 244038 | 33/11 KV KRISHNA GHAT
12626215 | DLMS-LnT | 053 | TCPIP_DLMS | GSM | Feeder | 1244 | 203 | 11 KV KRISHNA GHAT | 244038 | 33/11 KV KRISHNA GHAT
06599618 | LnT | 053 | TCPIP_LNT | GSM | Feeder | 1244 | 202 | 11 KV CANNAL AG | 244107 | 33/11KV MALGAON
XB417251 | DLMS-Secure | 055 | TCPIP_DLMS | GSM | Feeder | 1244 | 202 | 11KV KALAMBI GAOTHAN | 244134 | 33/11KV Sidhewadi
XB448049 | DLMS-Secure | 055 | TCPIP_DLMS | GSM | Feeder | 1244 | 202 | 11 KV GAYRANWADI AG | 244137 | 33/11KV NARWAD
X0403259 | DLMS-Secure | 055 | TCPIP_DLMS | GSM | Feeder | 1244 | 203 | 11 KV SAVALI GAOTHAN | 244093 | 33/11 KV Savali Kanadwadi
X0403256 | DLMS-Secure | 055 | TCPIP_DLMS | GSM | Feeder | 1244 | 202 | 11 KV SAIPRASAD | 244093 | 33/11 KV Savali Kanadwadi
XD596074 | DLMS-Secure | 055 | TCPIP_DLMS | GSM | Feeder | 1244 | 201 | 11 KV SAVALI AG | 244093 | 33/11 KV Savali Kanadwadi
X0400542 | DLMS-Secure | 055 | TCPIP_DLMS | GSM | Feeder | 1244 | 201 | 11 KV NARWAD GAOTHAN | 244137 | 33/11KV NARWAD
X0400541 | DLMS-Secure | 055 | TCPIP_DLMS | GSM | Feeder | 1244 | 203 | 11 KV BHAVANI AG | 244137 | 33/11KV NARWAD
X0400535 | DLMS-Secure | 055 | TCPIP_DLMS | GSM | Feeder | 1244 | 204 | 11 KV NARWAD AG | 244001 | 33/11 KV MHAISHAL
X0400536 | DLMS-Secure | 055 | TCPIP_DLMS | GSM | Feeder | 1244 | 201 | 11 KV KANKESHWAR AG | 244001 | 33/11 KV MHAISHAL
08189783 | LnT | 053 | TCPIP_LNT | GSM | Feeder | 1244 | 207 | 11KV BHOSE AG SPARE | 244059 | 33/11 KV SONI
00466618 | DLMS-HPL | 076 | TCPIP_DLMS | GSM | Feeder | 4789 | 209 | 11 KV SAVLAJ AG | 244016 | 33/11 KV Savlaj Substation
MSE79032 | Secure | 055 | TCPIP_Secure | GSM | Feeder | 4789 | 204 | 11 KV AGRANI AGRO EXPRESS FDR | 244089 | 33/11 KV WAIFALE
09137345 | LnT | 053 | TCPIP_LnT_9600 | GSM | Feeder | 4789 | 203 | 11 KV BHOSALENAGAR AG | 244054 | 33/11 KV MANERAJURI
06600862 | LnT | 053 | TCPIP_LNT | GSM | Feeder | 4789 | 202 | 11 KV YOGEWADI AG | 244054 | 33/11 KV MANERAJURI
14007226 | LnT | 053 | TCPIP_LnT_9600 | GSM | Feeder | 4789 | 201 | 11 KV SAVARDE AG | 244108 | 33/11 KV Koulage
00466862 | DLMS-HPL | 076 | TCPIP_DLMS | GSM | Feeder | 4789 | 206 | 11 KV YOGEWADI GAOTHAN FEEDER | 244054 | 33/11 KV MANERAJURI
03015051 | Genus | 065 | TCPIP_Genus | GSM | Feeder | 4789 | 201 | 11 KV ANJANI AG | 244016 | 33/11 KV Savlaj Substation
03015059 | Genus | 065 | TCPIP_Genus | GSM | Feeder | 4789 | 203 | 11 KV BIRANWADI AG | 244089 | 33/11 KV WAIFALE
17272348 | DLMS-LnT | 053 | TCPIP_DLMS | GSM | Feeder | 4789 | 207 | 11 KV SAWARDE GAONTHAN | 244108 | 33/11 KV Koulage
12626117 | DLMS-LnT | 053 | TCPIP_DLMS | GSM | Feeder | 4789 | 204 | 11 KV MANERAJURI GAOTHAN | 244054 | 33/11 KV MANERAJURI
X2036374 | DLMS-Secure | 055 | TCPIP_DLMS | GSM | Feeder | 4789 | 204 | EESL NAGEWADI SOLAR | 244125 | 33/11 KV ANJANI (NAGEWADI)
09205375 | LnT | 053 | TCPIP_LnT_9600 | GSM | Feeder | 4789 | 202 | 11 KV BASTAVADE AG | 244016 | 33/11 KV Savlaj Substation
XB417232 | DLMS-Secure | 055 | TCPIP_DLMS | GSM | Feeder | 4789 | 201 | 11 KV JARANDI GAONTHAN | 244139 | 33/11KV Jarandi
XB417228 | DLMS-Secure | 055 | TCPIP_DLMS | GSM | Feeder | 4789 | 202 | 11 KV JARANDI AG | 244139 | 33/11KV Jarandi
XB417256 | DLMS-Secure | 055 | TCPIP_DLMS | GSM | Feeder | 4789 | 203 | 11 KV DAHIWADI AG | 244139 | 33/11KV Jarandi
08024615 | DLMS-Genus | 065 | TCPIP_DLMS | GSM | Feeder | 4789 | 202 | 11 KV WAIFALE AG | 244089 | 33/11 KV WAIFALE
08023268 | DLMS-Genus | 065 | TCPIP_DLMS | GSM | Feeder | 4789 | 201 | 11 KV WAIFALE GAONTHAN | 244089 | 33/11 KV WAIFALE
14030460 | LnT | 053 | TCPIP_LnT_9600 | GSM | Feeder | 4789 | 203 | 11 KV GAVAN AG | 244125 | 33/11 KV ANJANI (NAGEWADI)
14030468 | LnT | 053 | TCPIP_LnT_9600 | GSM | Feeder | 4789 | 201 | 11 KV VADGAON AG | 244125 | 33/11 KV ANJANI (NAGEWADI)
14007119 | LnT | 053 | TCPIP_LnT_9600 | GSM | Feeder | 4789 | 204 | 11 KV CHINCHANI AG | 244108 | 33/11 KV Koulage
09137283 | LnT | 053 | TCPIP_LnT_9600 | GSM | Feeder | 4789 | 205 | 11 KV SAVALAJ GAOTHAN | 244016 | 33/11 KV Savlaj Substation
09205374 | LnT | 053 | TCPIP_LnT_9600 | GSM | Feeder | 4789 | 207 | 11 KV SAVLAJ WATER SUPPLY | 244016 | 33/11 KV Savlaj Substation
MSP35005 | Secure | 055 | TCPIP_Secure | GSM | Feeder | 4789 | 203 | 11KV ARAWADE AG | 244108 | 33/11 KV Koulage
MSP35024 | Secure | 055 | TCPIP_Secure | GSM | Feeder | 4789 | 202 | 11 KV KHUJGAON AG | 244108 | 33/11 KV Koulage
09137341 | LnT | 053 | TCPIP_LnT_9600 | GSM | Feeder | 4789 | 203 | 11 KV DONGARSONI AG | 244016 | 33/11 KV Savlaj Substation
14030473 | LnT | 053 | TCPIP_LnT_9600 | GSM | Feeder | 4789 | 202 | 11KV ANJANI VADGAON GAOTHAN | 244125 | 33/11 KV ANJANI (NAGEWADI)
15007748 | LnT | 053 | TCPIP_LnT_9600 | GSM | Feeder | 4789 | 201 | 11 KV DATTANAGAR AG | 244133 | 33/11 KV Manjarde Stn
15007720 | LnT | 053 | TCPIP_LnT_9600 | GSM | Feeder | 4789 | 202 | 11 KV GOURGAON AG | 244133 | 33/11 KV Manjarde Stn
14007174 | LnT | 053 | TCPIP_LnT_9600 | GSM | Feeder | 4789 | 206 | 11KV CHINCHANI GAVTHAN | 244108 | 33/11 KV Koulage
09137331 | LnT | 053 | TCPIP_LnT_9600 | GSM | Feeder | 4789 | 201 | 11 KV MANERAJURI AG | 244054 | 33/11 KV MANERAJURI
15007754 | LnT | 053 | TCPIP_LnT_9600 | GSM | Feeder | 4789 | 203 | 11 KV MANJARDE VILLAGE | 244133 | 33/11 KV Manjarde Stn
03015052 | Genus | 065 | TCPIP_Genus | GSM | Feeder | 4789 | 204 | 11 KV SIDDHEWADI AG | 244016 | 33/11 KV Savlaj Substation
03015054 | Genus | 065 | TCPIP_Genus | GSM | Feeder | 4789 | 205 | 11 KV AG LIS FEEDER | 244054 | 33/11 KV MANERAJURI
00567132 | DLMS-HPL | 076 | TCPIP_DLMS | GSM | Feeder | 4789 | 210 | 11 KV WAGHJAI AG | 244016 | 33/11 KV Savlaj Substation
00466791 | DLMS-HPL | 076 | TCPIP_DLMS | GSM | Feeder | 1261 | 201 | 11 KV KUMTHE GAOTHAN | 244020 | 33/11 KV KUMTHE
09205761 | LnT | 053 | TCPIP_LnT_9600 | GSM | Feeder | 1261 | 208 | VIJAYNAGAR AG | 244046 | 33/11 KV HATNUR
12006602 | LnT | 053 | TCPIP_LnT_9600 | GSM | Feeder | 1261 | 201 | 11 KV PANMALEWADI AG | 244056 | 33/11 KV BORGAON
09594636 | LnT | 053 | TCPIP_LnT_9600 | GSM | Feeder | 1261 | 208 | 11KV VISAPUR AG | 244056 | 33/11 KV BORGAON
08189998 | LnT | 053 | TCPIP_LNT | GSM | Feeder | 1261 | 203 | 11 KV SHIRGAON GAOTHAN | 244056 | 33/11 KV BORGAON
07326828 | LnT | 053 | TCPIP_LNT | GSM | Feeder | 1261 | 204 | 11 KV BORGAON AG | 244056 | 33/11 KV BORGAON
00566917 | DLMS-HPL | 076 | TCPIP_DLMS | GSM | Feeder | 1261 | 204 | 11 KV Kumthe Ag | 244020 | 33/11 KV KUMTHE
MS918169 | Secure | 055 | TCPIP_Secure | GSM | Feeder | 1261 | 209 | 11 KV HONAI AG | 244046 | 33/11 KV HATNUR
12067083 | LnT | 053 | TCPIP_LnT_9600 | GSM | Feeder | 1261 | 207 | 11 KV NIMBALK AG | 244056 | 33/11 KV BORGAON
08190034 | LnT | 053 | TCPIP_LNT | GSM | Feeder | 1261 | 206 | 11 KV PANMALEWADI GAOTHAN | 244056 | 33/11 KV BORGAON
15117209 | DLMS-LnT | 053 | TCPIP_DLMS | GSM | Feeder | 1261 | 207 | Nagaon Gavthan | 244020 | 33/11 KV KUMTHE
15086449 | LnT | 053 | TCPIP_LnT_9600 | GSM | Feeder | 1261 | 206 | 11 KV UPALAVI MATKUNKI AG | 244020 | 33/11 KV KUMTHE
15086469 | LnT | 053 | TCPIP_LnT_9600 | GSM | Feeder | 1261 | 208 | Nagaon Ag | 244020 | 33/11 KV KUMTHE
14030508 | LnT | 053 | TCPIP_LnT_9600 | GSM | Feeder | 1261 | 202 | 11 KV BORGAON GAOTHAN | 244056 | 33/11 KV BORGAON
08190031 | LnT | 053 | TCPIP_LNT | GSM | Feeder | 1261 | 202 | 11 KV HATNUR AG | 244046 | 33/11 KV HATNUR
07326825 | LnT | 053 | TCPIP_LNT | GSM | Feeder | 1261 | 205 | 11 KV KAVALAPUR AG | 244020 | 33/11 KV KUMTHE
07328499 | LnT | 053 | TCPIP_LNT | GSM | Feeder | 1261 | 204 | 11KV HATNUR GAVTHAN | 244046 | 33/11 KV HATNUR
12626889 | DLMS-LnT | 053 | TCPIP_DLMS | GSM | Feeder | 1261 | 202 | 11 KV KAVALAPUR GAOTHAN (KUMTHE) | 244020 | 33/11 KV KUMTHE
09138076 | LnT | 053 | TCPIP_LnT_9600 | GSM | Feeder | 1261 | 201 | 11 KV PED AG | 244046 | 33/11 KV HATNUR
07328593 | LnT | 053 | TCPIP_LNT | GSM | Feeder | 1261 | 205 | 11 KV MANJARDE AG | 244046 | 33/11 KV HATNUR
08189999 | LnT | 053 | TCPIP_LNT | GSM | Feeder | 1261 | 206 | 11 KV PED GAOTHAN | 244046 | 33/11 KV HATNUR
06600808 | LnT | 053 | TCPIP_LNT | GSM | Feeder | 1261 | 205 | 11 KV SHIRGAON AG | 244056 | 33/11 KV BORGAON
07427037 | LnT | 053 | TCPIP_LNT | GSM | Feeder | 1279 | 205 | 11 KV Bendri - Nimani GAONTHAN | 244086 | 33 / 11 KV TASGAON
14007209 | LnT | 053 | TCPIP_LnT_9600 | GSM | Feeder | 1279 | 207 | 11 KV BURUNGWADI GAVTHAN | 244026 | 33/11 KV BURUNGAWADI
03002077 | Genus | 065 | TCPIP_Genus | GSM | Feeder | 1279 | 202 | 11 KV TASGAON II | 244086 | 33 / 11 KV TASGAON
05041375 | DLMS-HPL | 076 | TCPIP_DLMS | GSM | Feeder | 1279 | 407 | 33KV PUNADI LIS | 246005 | 110/33/11 KV TASGAON
03002163 | Genus | 065 | TCPIP_Genus | GSM | Feeder | 1279 | 203 | 11 KV WATER SUPPLY | 244086 | 33 / 11 KV TASGAON
03002318 | Genus | 065 | TCPIP_Genus | GSM | Feeder | 1279 | 201 | 11 KV Tasgaon I | 244086 | 33 / 11 KV TASGAON
16002790 | LnT | 053 | TCPIP_LnT_9600 | GSM | Feeder | 1279 | 205 | 11 KV PARSHWNATH LIS | 244063 | 33/11KV KHATAV
09137915 | LnT | 053 | TCPIP_LnT_9600 | GSM | Feeder | 1279 | 204 | 11 KV DHAVLI AG | 246005 | 110/33/11 KV TASGAON
12629514 | DLMS-LnT | 053 | TCPIP_DLMS | GSM | Feeder | 1279 | 208 | 11 KV MATKUNKI AG | 246005 | 110/33/11 KV TASGAON
07427036 | LnT | 053 | TCPIP_LNT | GSM | Feeder | 1279 | 204 | 11KV NEW TASGAON INDUSTRIAL FEEDER | 244086 | 33 / 11 KV TASGAON
08000598 | LnT | 053 | TCPIP_LNT | GSM | Feeder | 1279 | 210 | 11KV KAWATHE EKAND INDUSTRIAL | 244086 | 33 / 11 KV TASGAON
07409899 | LnT | 053 | TCPIP_LNT | GSM | Feeder | 1279 | 203 | 11 KV SUKHWADI AG | 244063 | 33/11KV KHATAV
17271104 | DLMS-LnT | 053 | TCPIP_DLMS | GSM | Feeder | 1279 | 403 | 33 KV SIDHRAJ | 246005 | 110/33/11 KV TASGAON
12626833 | DLMS-LnT | 053 | TCPIP_DLMS | GSM | Feeder | 1279 | 212 | 11 KV NIMANI AG | 246005 | 110/33/11 KV TASGAON
12626112 | DLMS-LnT | 053 | TCPIP_DLMS | GSM | Feeder | 1279 | 201 | 11 KV ARWADE AG | 246005 | 110/33/11 KV TASGAON
12559656 | DLMS-LnT | 053 | TCPIP_DLMS | GSM | Feeder | 1279 | 205 | 11KV EXPRESS FEEDER | 244026 | 33/11 KV BURUNGAWADI
14030463 | LnT | 053 | TCPIP_LnT_9600 | GSM | Feeder | 1279 | 202 | 11 KV TURACHI AG | 244087 | 33/11 KV TURACHI
00380353 | DLMS-HPL | 076 | TCPIP_DLMS | GSM | Feeder | 1279 | 204 | 11 KV RAJAPUR AG | 244087 | 33/11 KV TURACHI
00380354 | DLMS-HPL | 076 | TCPIP_DLMS | GSM | Feeder | 1279 | 203 | 11 KV DHAVALI GAOTHAN | 244087 | 33/11 KV TURACHI
X1797295 | DLMS-Secure | 055 | TCPIP_DLMS | GSM | Feeder | 1279 | 206 | 11KV AUDUMBER AG | 244013 | 33/11 KV ANKALHKOP
X1797317 | DLMS-Secure | 055 | TCPIP_DLMS | GSM | Feeder | 1279 | 209 | 11 KV DHANGAON AG | 244013 | 33/11 KV ANKALHKOP
X1794667 | DLMS-Secure | 055 | TCPIP_DLMS | GSM | Feeder | 1279 | 202 | 11 KV AUDUMBER GAON | 244013 | 33/11 KV ANKALHKOP
X0401722 | DLMS-Secure | 055 | TCPIP_DLMS | GSM | Feeder | 1279 | 406 | 33 KV SUT GIRANI | 246005 | 110/33/11 KV TASGAON
12626191 | DLMS-LnT | 053 | TCPIP_DLMS | GSM | Feeder | 1279 | 211 | 11 KV VITTHALNAGAR AG | 244013 | 33/11 KV ANKALHKOP
12559652 | DLMS-LnT | 053 | TCPIP_DLMS | GSM | Feeder | 1279 | 204 | 11 KV BURUNGWADI INDUSTRIAL | 244026 | 33/11 KV BURUNGAWADI
14017465 | LnT | 053 | TCPIP_LnT_9600 | GSM | Feeder | 1279 | 201 | 11 KV MALWADI INDUSTRIAL | 244091 | 33/11 KV Bhilwadi ( Malwadi )
12559807 | DLMS-LnT | 053 | TCPIP_DLMS | GSM | Feeder | 1279 | 205 | 11 KV NIMANI GAONTHAN | 244087 | 33/11 KV TURACHI
14017437 | LnT | 053 | TCPIP_LnT_9600 | GSM | Feeder | 1279 | 204 | 11 KV NAGATHANE GAON | 244013 | 33/11 KV ANKALHKOP
18205342 | DLMS-LnT | 053 | TCPIP_DLMS | GSM | Feeder | 1279 | 201 | 11 KV ANKALKHOP GAON | 244013 | 33/11 KV ANKALHKOP
18205340 | DLMS-LnT | 053 | TCPIP_DLMS | GSM | Feeder | 1279 | 208 | 11 KV NAGTHANE AG | 244013 | 33/11 KV ANKALHKOP
18205339 | DLMS-LnT | 053 | TCPIP_DLMS | GSM | Feeder | 1279 | 203 | 11 KV MALWADI AG | 244091 | 33/11 KV Bhilwadi ( Malwadi )
14017429 | LnT | 053 | TCPIP_LnT_9600 | GSM | Feeder | 1279 | 207 | 11 KV BHILAWADI AG | 244013 | 33/11 KV ANKALHKOP
12627189 | DLMS-LnT | 053 | TCPIP_DLMS | GSM | Feeder | 1279 | 202 | 11 KV BHILWADI GAON | 244091 | 33/11 KV Bhilwadi ( Malwadi )
XG462229 | DLMS-Secure | 055 | TCPIP_DLMS | GSM | Feeder | 1279 | 401 | 33KV MJP | 244026 | 33/11 KV BURUNGAWADI
X0400684 | DLMS-Secure | 055 | TCPIP_DLMS | GSM | Feeder | 1279 | 202 | 11 KV LAXMI LIS | 244026 | 33/11 KV BURUNGAWADI
12627583 | DLMS-LnT | 053 | TCPIP_DLMS | GSM | Feeder | 1279 | 205 | 11 KV ANKALKHOP AG | 244013 | 33/11 KV ANKALHKOP
09137293 | LnT | 053 | TCPIP_LnT_9600 | GSM | Feeder | 1279 | 201 | 11 KV YELAVI AG | 244026 | 33/11 KV BURUNGAWADI
14030455 | LnT | 053 | TCPIP_LnT_9600 | GSM | Feeder | 1279 | 206 | YELAVI AG -2 | 244026 | 33/11 KV BURUNGAWADI
09137296 | LnT | 053 | TCPIP_LnT_9600 | GSM | Feeder | 1279 | 203 | 11 KV Yelavi Bu'wadi Gaonthan | 244026 | 33/11 KV BURUNGAWADI
12560346 | DLMS-LnT | 053 | TCPIP_DLMS | GSM | Feeder | 1279 | 201 | 11 KV NIMANI AG | 244087 | 33/11 KV TURACHI
06600815 | LnT | 053 | TCPIP_LNT | GSM | Feeder | 1279 | 201 | 11 KV VASAGADE GAON | 244063 | 33/11KV KHATAV
08190044 | LnT | 053 | TCPIP_LNT | GSM | Feeder | 1279 | 202 | 11KV KHATAV GAON | 244063 | 33/11KV KHATAV
12627647 | DLMS-LnT | 053 | TCPIP_DLMS | GSM | Feeder | 1279 | 210 | 11 KV RADEWADI AG | 244013 | 33/11 KV ANKALHKOP
12560034 | DLMS-LnT | 053 | TCPIP_DLMS | GSM | Feeder | 1279 | 204 | 11 KV VASAGADE AG | 244063 | 33/11KV KHATAV
08024498 | DLMS-Genus | 065 | TCPIP_DLMS | GSM | Feeder | 1252 | 201 | 11 KV BUDHGAON GAONTHAN | 244068 | 33/11 KV BUDHGAON
12023279 | LnT | 053 | TCPIP_LnT_9600 | GSM | Feeder | 1252 | 208 | 11 KV BISUR AG | 244068 | 33/11 KV BUDHGAON
09206024 | LnT | 053 | TCPIP_LnT_9600 | GSM | Feeder | 1252 | 209 | 11 KV INDUSTRIAL | 246001 | 110/33/11 KV VISHRAMBAG S/SN
00466796 | DLMS-HPL | 076 | TCPIP_DLMS | GSM | Feeder | 1252 | 205 | 11 KV EXPRESS COLLEGE FEEDER | 244068 | 33/11 KV BUDHGAON
00567124 | DLMS-HPL | 076 | TCPIP_DLMS | GSM | Feeder | 1252 | 207 | 11 KV JYPTIRLING LIS | 244068 | 33/11 KV BUDHGAON
15010244 | LnT | 053 | TCPIP_LnT_9600 | GSM | Feeder | 1252 | 203 | 11 KV KONDAKA AG | 244126 | 33/11 KV KAVALAPUR
14017431 | LnT | 053 | TCPIP_LnT_9600 | GSM | Feeder | 1252 | 201 | 11 KV KAVALAPUR GAONTHAN | 244126 | 33/11 KV KAVALAPUR
12006607 | LnT | 053 | TCPIP_LnT_9600 | GSM | Feeder | 1252 | 203 | 11 KV TUNG GAONTHAN | 244011 | 33/11 KV KASABE DIGRAJ
08190003 | LnT | 053 | TCPIP_LNT | GSM | Feeder | 1252 | 202 | 11 KV KAVATHE PIRAN GAONTHAN | 244065 | 33/11 KV KAVATHE PIRAN
12067106 | LnT | 053 | TCPIP_LnT_9600 | GSM | Feeder | 1252 | 202 | 11 KV KALERAN ( KAVALPUR ) AG | 244068 | 33/11 KV BUDHGAON
14017447 | LnT | 053 | TCPIP_LnT_9600 | GSM | Feeder | 1252 | 202 | 11 KV TUKAI AG | 244126 | 33/11 KV KAVALAPUR
X0398707 | DLMS-Secure | 055 | TCPIP_DLMS | GSM | Feeder | 1252 | 203 | 11 KV PWW BRAMHNAL | 244032 | 33/11 KV BRAMHNAL
X0398708 | DLMS-Secure | 055 | TCPIP_DLMS | GSM | Feeder | 1252 | 205 | 11 KV TUNG AG | 244011 | 33/11 KV KASABE DIGRAJ
X0398706 | DLMS-Secure | 055 | TCPIP_DLMS | GSM | Feeder | 1252 | 201 | 11 KV MOUJE DIGRAJ AG | 244032 | 33/11 KV BRAMHNAL
12627204 | DLMS-LnT | 053 | TCPIP_DLMS | GSM | Feeder | 1252 | 204 | 11KV Blue Star feeder | 244011 | 33/11 KV KASABE DIGRAJ
12627262 | DLMS-LnT | 053 | TCPIP_DLMS | GSM | Feeder | 1252 | 204 | 11 KV SAMDOLI GAONTHAN | 244065 | 33/11 KV KAVATHE PIRAN
18048757 | DLMS-LnT | 053 | TCPIP_DLMS | GSM | Feeder | 1252 | 204 | 11 KV BUDHGAON AG | 244068 | 33/11 KV BUDHGAON
18205334 | DLMS-LnT | 053 | TCPIP_DLMS | GSM | Feeder | 1252 | 202 | 11 KV BRAMHNAL-VASAGADE AG | 244032 | 33/11 KV BRAMHNAL
18205335 | DLMS-LnT | 053 | TCPIP_DLMS | GSM | Feeder | 1252 | 204 | 11 KV EXPRESS LIS FEEDER | 244032 | 33/11 KV BRAMHNAL
13547073 | DLMS-LnT | 053 | TCPIP_DLMS | GSM | Feeder | 1252 | 203 | 11 KV KAVATHE PIRAN AG | 244065 | 33/11 KV KAVATHE PIRAN
12627211 | DLMS-LnT | 053 | TCPIP_DLMS | GSM | Feeder | 1252 | 201 | 11 KV NANDRE GAONTHAN | 244090 | 33/11KV NANDRE S/STN
12627573 | DLMS-LnT | 053 | TCPIP_DLMS | GSM | Feeder | 1252 | 206 | 11 KV VASANT LIS | 244011 | 33/11 KV KASABE DIGRAJ
X1284449 | DLMS-Secure | 055 | TCPIP_DLMS | GSM | Feeder | 1252 | 207 | 11 KV SOLAR FEEDER | 244011 | 33/11 KV KASABE DIGRAJ
13547099 | DLMS-LnT | 053 | TCPIP_DLMS | GSM | Feeder | 1252 | 201 | 11 KV KASABE DIGRAJ GAONTHAN | 244011 | 33/11 KV KASABE DIGRAJ
12627381 | DLMS-LnT | 053 | TCPIP_DLMS | GSM | Feeder | 1252 | 201 | 11 KV DUDHGAON GAOTHAN | 244088 | 33/11 KV DUDHGAON S/STN
X0402065 | DLMS-Secure | 055 | TCPIP_DLMS | GSM | Feeder | 1252 | 204 | 11 KV BAGANI ROAD AG | 244088 | 33/11 KV DUDHGAON S/STN
X0403278 | DLMS-Secure | 055 | TCPIP_DLMS | GSM | Feeder | 1252 | 205 | 11 KV YESHWANT EXPRESS | 244032 | 33/11 KV BRAMHNAL
X0403253 | DLMS-Secure | 055 | TCPIP_DLMS | GSM | Feeder | 1252 | 202 | 11 KV SAWALWADI AG | 244088 | 33/11 KV DUDHGAON S/STN
12627269 | DLMS-LnT | 053 | TCPIP_DLMS | GSM | Feeder | 1252 | 207 | 11 KV WARANA KATH AG | 244065 | 33/11 KV KAVATHE PIRAN
12627445 | DLMS-LnT | 053 | TCPIP_DLMS | GSM | Feeder | 1252 | 201 | 11 KV DUDHGAON AG | 244065 | 33/11 KV KAVATHE PIRAN
12626202 | LnT | 053 | TCPIP_LnT_9600 | GSM | Feeder | 1252 | 203 | 11 KV BISUR GAONTHAN | 244068 | 33/11 KV BUDHGAON
17271107 | DLMS-LnT | 053 | TCPIP_DLMS | GSM | Feeder | 1252 | 204 | 11 KV KARNAL (YASHWANTNAGAR) | 246001 | 110/33/11 KV VISHRAMBAG S/SN
18205332 | DLMS-LnT | 053 | TCPIP_DLMS | GSM | Feeder | 1252 | 201 | 11 KV HARIPUR AG | 244037 | 33/11 KV PRAKASH AGRO
12626151 | LnT | 053 | TCPIP_LnT_9600 | GSM | Feeder | 1252 | 202 | 11 KV NANDRE AG | 244011 | 33/11 KV KASABE DIGRAJ
X0401720 | DLMS-Secure | 055 | TCPIP_DLMS | GSM | Feeder | 1252 | 401 | 33 KV SHERINALA | 244068 | 33/11 KV BUDHGAON
12626808 | DLMS-LnT | 053 | TCPIP_DLMS | GSM | Feeder | 1252 | 206 | 11 KV NAWARASWADI | 244032 | 33/11 KV BRAMHNAL
12627462 | DLMS-LnT | 053 | TCPIP_DLMS | GSM | Feeder | 1252 | 205 | 11 KV A1 PPS EXPRESS | 244088 | 33/11 KV DUDHGAON S/STN
12627207 | DLMS-LnT | 053 | TCPIP_DLMS | GSM | Feeder | 1252 | 203 | 11 KV DHARAN AG | 244088 | 33/11 KV DUDHGAON S/STN
08025064 | DLMS-Genus | 065 | TCPIP_DLMS | GSM | Feeder | 1252 | 206 | 11 KV SHAURYA INDUSTRIES | 244065 | 33/11 KV KAVATHE PIRAN
08025295 | DLMS-Genus | 065 | TCPIP_DLMS | GSM | Feeder | 1252 | 205 | 11 KV SAMDOLI AG | 244065 | 33/11 KV KAVATHE PIRAN
12627037 | DLMS-LnT | 053 | TCPIP_DLMS | GSM | Feeder | 1252 | 203 | 11 KV MALBHAG AG | 244090 | 33/11KV NANDRE S/STN
12006655 | LnT | 053 | TCPIP_LnT_9600 | GSM | Feeder | 1252 | 202 | 11 KV NANDRE AG | 244090 | 33/11KV NANDRE S/STN
19645769 | DLMS-LnT | 053 | TCPIP_DLMS | GSM | Feeder | 4068 | 202 | 11KV RAJWADA | 244080 | 33/11KV RISALA ROAD
12484403 | LnT | 053 | TCPIP_LnT_9600 | GSM | Feeder | 4068 | 205 | 11KV HIRABAG WATER WORKS | 244080 | 33/11KV RISALA ROAD
MSP37694 | Secure | 055 | TCPIP_Secure | GSM | Feeder | 4068 | 202 | 11 KV CIRCUIT HOUSE | 244122 | 33/11 KV BALAJI MANDIR
12626158 | DLMS-LnT | 053 | TCPIP_DLMS | GSM | Feeder | 4068 | 203 | 11 KV TIMBER AREA | 244122 | 33/11 KV BALAJI MANDIR
12484488 | LnT | 053 | TCPIP_LnT_9600 | GSM | Feeder | 4068 | 204 | 11 KV SHIVAJI MANDAI | 244080 | 33/11KV RISALA ROAD
MSP37696 | Secure | 055 | TCPIP_Secure | GSM | Feeder | 4068 | 201 | 11 KV BALAJI MILL ROAD | 244122 | 33/11 KV BALAJI MANDIR
12006612 | LnT | 053 | TCPIP_LnT_9600 | GSM | Feeder | 4068 | 201 | 11KV GYMKHANA | 244080 | 33/11KV RISALA ROAD
12010694 | LnT | 053 | TCPIP_LnT_9600 | GSM | Feeder | 4068 | 203 | 11KV VAKHARBAG | 244080 | 33/11KV RISALA ROAD
00380333 | DLMS-HPL | 076 | TCPIP_DLMS | GSM | Feeder | 1236 | 207 | 11KV PATRA DEPOT | 244019 | 33/11 KV MADHAVNAGAR
00380304 | DLMS-HPL | 076 | TCPIP_DLMS | GSM | Feeder | 1236 | 206 | 11 KV KARNAL | 244019 | 33/11 KV MADHAVNAGAR
09205739 | LnT | 053 | TCPIP_LnT_9600 | GSM | Feeder | 1236 | 207 | 11 KV MANDHANA | 244030 | 33/11 KV KUPWAD MIDC
09205757 | LnT | 053 | TCPIP_LnT_9600 | GSM | Feeder | 1236 | 201 | 11 KV ANKUR | 244066 | 33/11 KV SIE
12006636 | LnT | 053 | TCPIP_LnT_9600 | GSM | Feeder | 1236 | 205 | SANGLI COLLEGE CORNER | 244066 | 33/11 KV SIE
00380306 | DLMS-HPL | 076 | TCPIP_DLMS | GSM | Feeder | 1236 | 202 | 11 KV PANCHASHEEL | 244019 | 33/11 KV MADHAVNAGAR
00380314 | DLMS-HPL | 076 | TCPIP_DLMS | GSM | Feeder | 1236 | 202 | 11 KV WATER SUPPLY | 244095 | 33/11 KV KUPWAD CITY
00380325 | DLMS-HPL | 076 | TCPIP_DLMS | GSM | Feeder | 1236 | 204 | 11 KV GALAXY | 244043 | 33/11 KV CHAKAN
12483827 | LnT | 053 | TCPIP_LnT_9600 | GSM | Feeder | 1236 | 402 | 33 KV SHAH PRESICAST UNIT III | 244030 | 33/11 KV KUPWAD MIDC
00380335 | DLMS-HPL | 076 | TCPIP_DLMS | GSM | Feeder | 1236 | 205 | 11 KV COTTON MILL FEEDER | 244019 | 33/11 KV MADHAVNAGAR
XC413901 | DLMS-Secure | 055 | TCPIP_DLMS | GSM | Feeder | 1236 | 201 | 11 KV OM COLD | 244030 | 33/11 KV KUPWAD MIDC
X0403292 | DLMS-Secure | 055 | TCPIP_DLMS | GSM | Feeder | 1236 | 201 | 11 KV MILK DAIRY | 244095 | 33/11 KV KUPWAD CITY
X0402074 | DLMS-Secure | 055 | TCPIP_DLMS | GSM | Feeder | 1236 | 203 | 11 KV MAHALAXMI | 244095 | 33/11 KV KUPWAD CITY
X0464532 | DLMS-Secure | 055 | TCPIP_DLMS | GSM | Feeder | 1236 | 205 | 11 KV VIDYANAGAR | 244095 | 33/11 KV KUPWAD CITY
18205331 | DLMS-LnT | 053 | TCPIP_DLMS | GSM | Feeder | 1236 | 203 | 11 KV DIAMOND | 244030 | 33/11 KV KUPWAD MIDC
17271106 | DLMS-LnT | 053 | TCPIP_DLMS | GSM | Feeder | 1236 | 404 | 33KV BASHKO | 244043 | 33/11 KV CHAKAN
X0398929 | DLMS-Secure | 055 | TCPIP_DLMS | GSM | Feeder | 1236 | 407 | 33KV SUYESH DUCTILE | 244030 | 33/11 KV KUPWAD MIDC
12627206 | DLMS-LnT | 053 | TCPIP_DLMS | GSM | Feeder | 1236 | 203 | 11 KV MALBANGLA WATER SUPPLY | 244066 | 33/11 KV SIE
X0401384 | DLMS-Secure | 055 | TCPIP_DLMS | GSM | Feeder | 1236 | 206 | 11 KV ADIMAYA | 244030 | 33/11 KV KUPWAD MIDC
12626162 | DLMS-LnT | 053 | TCPIP_DLMS | GSM | Feeder | 1236 | 204 | OLD BUDHGAON ROAD | 244066 | 33/11 KV SIE
08025076 | DLMS-Genus | 065 | TCPIP_DLMS | GSM | Feeder | 1236 | 208 | 11 KV SIE AG FEEDER | 244019 | 33/11 KV MADHAVNAGAR
X0403275 | DLMS-Secure | 055 | TCPIP_DLMS | GSM | Feeder | 1236 | 203 | 11 KV INDOTEX | 244019 | 33/11 KV MADHAVNAGAR
19645785 | DLMS-LnT | 053 | TCPIP_DLMS | GSM | Feeder | 1236 | 204 | 11 KV SUGAR MILL | 244019 | 33/11 KV MADHAVNAGAR
MSP34417 | Secure | 055 | TCPIP_Secure | GSM | Feeder | 1236 | 202 | DATTANAND FEEDER | 244043 | 33/11 KV CHAKAN
03015038 | Genus | 065 | TCPIP_Genus | GSM | Feeder | 1236 | 207 | 11 KV BHARAT STEEL | 244066 | 33/11 KV SIE
12483798 | LnT | 053 | TCPIP_LnT_9600 | GSM | Feeder | 1236 | 401 | 33 KV PARVATI AGRO PLAST | 244043 | 33/11 KV CHAKAN
X0402069 | DLMS-Secure | 055 | TCPIP_DLMS | GSM | Feeder | 1236 | 207 | 11 KV KUPWAD CITY | 244095 | 33/11 KV KUPWAD CITY
00466800 | DLMS-HPL | 076 | TCPIP_DLMS | GSM | Feeder | 1236 | 201 | 11 KV MADHAVNAGAR FEEDER | 244019 | 33/11 KV MADHAVNAGAR
00567074 | DLMS-HPL | 076 | TCPIP_DLMS | GSM | Feeder | 1236 | 205 | 11 KV BAMNOLI | 244043 | 33/11 KV CHAKAN
MSP34416 | Secure | 055 | TCPIP_Secure | GSM | Feeder | 1236 | 203 | 11 KV GODAVARI | 244043 | 33/11 KV CHAKAN
XC413876 | DLMS-Secure | 055 | TCPIP_DLMS | GSM | Feeder | 1236 | 205 | 11 KV OMKAR | 244030 | 33/11 KV KUPWAD MIDC
XC413930 | DLMS-Secure | 055 | TCPIP_DLMS | GSM | Feeder | 1236 | 204 | 11KV NATRAJ | 244030 | 33/11 KV KUPWAD MIDC
08024502 | DLMS-Genus | 065 | TCPIP_DLMS | GSM | Feeder | 1236 | 208 | 11 KV DEVIKA | 244030 | 33/11 KV KUPWAD MIDC
X0400660 | DLMS-Secure | 055 | TCPIP_DLMS | GSM | Feeder | 1236 | 208 | 11 KV ASHTAVINAYAK | 244095 | 33/11 KV KUPWAD CITY
MSP37689 | Secure | 055 | TCPIP_Secure | GSM | Feeder | 1236 | 201 | 11 KV MAHAVIR | 244043 | 33/11 KV CHAKAN
08024621 | DLMS-Genus | 065 | TCPIP_DLMS | GSM | Feeder | 1236 | 202 | 11 KV KVC | 244030 | 33/11 KV KUPWAD MIDC
05041381 | DLMS-HPL | 076 | TCPIP_DLMS | GSM | Feeder | 1228 | 401 | 33 KV SAHYADRI STARCH | 248004 | 220 KV MIRAJ
MSP34383 | Secure | 055 | TCPIP_Secure | GSM | Feeder | 1228 | 201 | 11 KV Shivaji Road Feeder | 244118 | 33/11 KV SHANIVAR PETH MIRAJ
12006601 | LnT | 053 | TCPIP_LnT_9600 | GSM | Feeder | 1228 | 206 | Vidya nagar | 244008 | 33/11 KV MIRAJ
MSP34421 | Secure | 055 | TCPIP_Secure | GSM | Feeder | 1228 | 202 | 11 KV Filter House Feeder | 244118 | 33/11 KV SHANIVAR PETH MIRAJ
12010617 | LnT | 053 | TCPIP_LnT_9600 | GSM | Feeder | 1228 | 201 | 11 KV KRIPAMAYEE | 244070 | 33/11 KV KRIPAMAI
12626994 | DLMS-LnT | 053 | TCPIP_DLMS | GSM | Feeder | 1228 | 207 | MALGAON AG SPARE-1 | 244008 | 33/11 KV MIRAJ
X1958235 | DLMS-Secure | 055 | TCPIP_DLMS | GSM | Feeder | 1228 | 410 | 33 KV EXPRESS MAHABAL | 248004 | 220 KV MIRAJ
MSE87586 | Secure | 055 | TCPIP_Secure | GSM | Feeder | 1228 | 205 | 11KV SIDHIVINAYAK | 244070 | 33/11 KV KRIPAMAI
12067099 | LnT | 053 | TCPIP_LnT_9600 | GSM | Feeder | 1228 | 202 | 11 KV Mahabal | 244085 | 33/11KV MIDC MIRAJ
12023329 | LnT | 053 | TCPIP_LnT_9600 | GSM | Feeder | 1228 | 204 | 11KV JK ICE | 244085 | 33/11KV MIDC MIRAJ
12067044 | LnT | 053 | TCPIP_LnT_9600 | GSM | Feeder | 1228 | 201 | 11KV Jagdish IRON | 244085 | 33/11KV MIDC MIRAJ
12006600 | LnT | 053 | TCPIP_LnT_9600 | GSM | Feeder | 1228 | 206 | 11KV GULMOHAR | 244070 | 33/11 KV KRIPAMAI
12067064 | LnT | 053 | TCPIP_LnT_9600 | GSM | Feeder | 1228 | 207 | 11 KV Priyanka | 244085 | 33/11KV MIDC MIRAJ
MSP34399 | Secure | 055 | TCPIP_Secure | GSM | Feeder | 1228 | 205 | 11 KV Shivneri Chowk Feeder | 244118 | 33/11 KV SHANIVAR PETH MIRAJ
06599488 | LnT | 053 | TCPIP_LNT | GSM | Feeder | 1228 | 204 | 11KV WATER FILTER | 244070 | 33/11 KV KRIPAMAI
12006524 | LnT | 053 | TCPIP_LnT_9600 | GSM | Feeder | 1228 | 201 | 11 KV MIRAJ CITY | 244008 | 33/11 KV MIRAJ
12067068 | LnT | 053 | TCPIP_LnT_9600 | GSM | Feeder | 1228 | 206 | 11 KV MIDC | 244085 | 33/11KV MIDC MIRAJ
12006525 | LnT | 053 | TCPIP_LnT_9600 | GSM | Feeder | 1228 | 203 | 11 KV SUBHASHNAGAR | 244008 | 33/11 KV MIRAJ
00572825 | DLMS-HPL | 076 | TCPIP_DLMS | GSM | Feeder | 1228 | 401 | 33KV Super Craft Foundry | 244085 | 33/11KV MIDC MIRAJ
06599487 | LnT | 053 | TCPIP_LNT | GSM | Feeder | 1228 | 203 | 11 KV INDIAN OIL | 244070 | 33/11 KV KRIPAMAI
12067051 | LnT | 053 | TCPIP_LnT_9600 | GSM | Feeder | 1228 | 203 | 11KV Shreeji | 244085 | 33/11KV MIDC MIRAJ
12006531 | LnT | 053 | TCPIP_LnT_9600 | GSM | Feeder | 1228 | 202 | 11 KV GMIE | 244070 | 33/11 KV KRIPAMAI
18205338 | DLMS-LnT | 053 | TCPIP_DLMS | GSM | Feeder | 1228 | 210 | 11KV Saptrang | 244085 | 33/11KV MIDC MIRAJ
X0403289 | DLMS-Secure | 055 | TCPIP_DLMS | GSM | Feeder | 1228 | 205 | 11KV Dairy Feeder | 244008 | 33/11 KV MIRAJ
X0400661 | DLMS-Secure | 055 | TCPIP_DLMS | GSM | Feeder | 1228 | 204 | 11 KV MEDICAL COLLEGE | 244008 | 33/11 KV MIRAJ
12067052 | LnT | 053 | TCPIP_LnT_9600 | GSM | Feeder | 1228 | 202 | 11 KV MALGAON AG NO-2 | 244008 | 33/11 KV MIRAJ
MSP34413 | Secure | 055 | TCPIP_Secure | GSM | Feeder | 1228 | 204 | 11 KV Laxmi Market | 244118 | 33/11 KV SHANIVAR PETH MIRAJ
12067110 | LnT | 053 | TCPIP_LnT_9600 | GSM | Feeder | 1228 | 205 | 11KV Shakti | 244085 | 33/11KV MIDC MIRAJ
MSP34415 | Secure | 055 | TCPIP_Secure | GSM | Feeder | 1228 | 203 | 11 KV Darga Feeder | 244118 | 33/11 KV SHANIVAR PETH MIRAJ
09594658 | LnT | 053 | TCPIP_LnT_9600 | GSM | Feeder | 4067 | 203 | 11KV SANGLI WADI | 244073 | 33/11 KV SHERINALA
09205736 | LnT | 053 | TCPIP_LnT_9600 | GSM | Feeder | 4067 | 202 | 11KV GANPATI MANDIR | 244073 | 33/11 KV SHERINALA
MPU04947 | Secure | 055 | TCPIP_Secure | GSM | Feeder | 4067 | 404 | 33 KV -MJP SHERINALA STAGE NO- 1 | 244073 | 33/11 KV SHERINALA
09205735 | LnT | 053 | TCPIP_LnT_9600 | GSM | Feeder | 4067 | 201 | 11KV JACKWELL LIS | 244073 | 33/11 KV SHERINALA
MSB60756 | Secure | 055 | TCPIP_Secure | GSM | Feeder | 4069 | 204 | 11KV HARIPUR GAOTHAN | 244092 | 33 / 11 KV KOLHAPUR ROAD
09205748 | LnT | 053 | TCPIP_LnT_9600 | GSM | Feeder | 4069 | 203 | 11 KV TAKSHILA | 244039 | 33/11 KV NEW SANGLI CITY
06599586 | LnT | 053 | TCPIP_LnT_9600 | GSM | Feeder | 4069 | 206 | 11KV TRIMURTI | 244039 | 33/11 KV NEW SANGLI CITY
18205330 | DLMS-LnT | 053 | TCPIP_DLMS | GSM | Feeder | 4069 | 204 | 11KV CIVIL HOSPITAL | 244039 | 33/11 KV NEW SANGLI CITY
MSB60749 | Secure | 055 | TCPIP_Secure | GSM | Feeder | 4069 | 201 | 11 KV SHASTRI CHOWK | 244092 | 33 / 11 KV KOLHAPUR ROAD
18205329 | DLMS-LnT | 053 | TCPIP_DLMS | GSM | Feeder | 4069 | 201 | 11KV RAMMANDIR | 244039 | 33/11 KV NEW SANGLI CITY
MSB60747 | Secure | 055 | TCPIP_Secure | GSM | Feeder | 4069 | 203 | 11 KV VITTHAL NAGAR | 244092 | 33 / 11 KV KOLHAPUR ROAD
12006557 | LnT | 053 | TCPIP_LnT_9600 | GSM | Feeder | 4069 | 205 | HANUMAN NAGAR | 244039 | 33/11 KV NEW SANGLI CITY
MSB60746 | Secure | 055 | TCPIP_Secure | GSM | Feeder | 4069 | 202 | 11 KV FRUIT MARKET | 244092 | 33 / 11 KV KOLHAPUR ROAD
06599643 | LnT | 053 | TCPIP_LNT | GSM | Feeder | 4069 | 202 | 11KV SHAMRAO NAGAR | 244039 | 33/11 KV NEW SANGLI CITY
13547077 | DLMS-LnT | 053 | TCPIP_DLMS | GSM | Feeder | 4066 | 205 | 11 KV CENTRAL BUILDING FEEDER | 244094 | 33\11 KV VIJAYANAGAR
17068135 | DLMS-LnT | 053 | TCPIP_DLMS | GSM | Feeder | 4066 | 202 | 11 KV VIJAYNAGAR | 244094 | 33\11 KV VIJAYANAGAR
12626139 | DLMS-LnT | 053 | TCPIP_DLMS | GSM | Feeder | 4066 | 201 | 11 KV GOVERNMENT COLONY | 244094 | 33\11 KV VIJAYANAGAR
X0403255 | DLMS-Secure | 055 | TCPIP_DLMS | GSM | Feeder | 4066 | 203 | 11 KV VISHRAMBAG | 244119 | 33/11 VISHRAMBAG STORES
MSP37698 | Secure | 055 | TCPIP_Secure | GSM | Feeder | 4066 | 201 | 11 KV DOORDARSHAN | 244119 | 33/11 VISHRAMBAG STORES
MSP37699 | Secure | 055 | TCPIP_Secure | GSM | Feeder | 4066 | 206 | 11 KV DATTANAGAR | 244119 | 33/11 VISHRAMBAG STORES
12627304 | DLMS-LnT | 053 | TCPIP_DLMS | GSM | Feeder | 4066 | 203 | 11 KV BHARTI VIDYAPITH | 244094 | 33\11 KV VIJAYANAGAR
MSP37700 | Secure | 055 | TCPIP_Secure | GSM | Feeder | 4066 | 202 | 11 KV WALCHAND | 244119 | 33/11 VISHRAMBAG STORES
07409773 | LnT | 053 | TCPIP_LNT | GSM | Feeder | 6289 | 201 | 11 KV VITHALAPUR | 246012 | 110/33/11 KV DIGHANCHI
17272337 | DLMS-LnT | 053 | TCPIP_DLMS | GSM | Feeder | 6289 | 202 | 11 KV Nimbawade | 244106 | 33/11 KV SUB-STATION , PUJARWADI
07328418 | LnT | 053 | TCPIP_LNT | GSM | Feeder | 6289 | 201 | 11 KV HIVTAD AG | 244045 | 33/11 KV SUB-STATION , KARGANI
08189797 | LnT | 053 | TCPIP_LNT | GSM | Feeder | 6289 | 205 | 11 KV Madgule Gaothan | 244002 | 33/11 KV SUB-STATION , ATPADI
03016270 | Genus | 065 | TCPIP_Genus | GSM | Feeder | 6289 | 203 | 11 KV Pujarwadi AG | 244002 | 33/11 KV SUB-STATION , ATPADI
03016250 | Genus | 065 | TCPIP_Genus | GSM | Feeder | 6289 | 203 | 11 KV Kauthuly Gaothan | 244106 | 33/11 KV SUB-STATION , PUJARWADI
16197248 | DLMS-LnT | 053 | TCPIP_DLMS | GSM | Feeder | 6289 | 202 | 11 KV RAJEWADI | 244081 | 33/11 KV SUB-STATION , LINGIVARE
13547083 | DLMS-LnT | 053 | TCPIP_DLMS | GSM | Feeder | 6289 | 202 | 11 KV DIGHANCHI AG | 246012 | 110/33/11 KV DIGHANCHI
18205398 | DLMS-LnT | 053 | TCPIP_DLMS | GSM | Feeder | 6289 | 201 | 11 KV Nelkaranji AG | 244023 | 33/11 KV SUB-STATION , KHARSUNDI
18205325 | DLMS-LnT | 053 | TCPIP_DLMS | GSM | Feeder | 6289 | 205 | 11 KV Dighanchi Gaothan | 246012 | 110/33/11 KV DIGHANCHI
18205324 | DLMS-LnT | 053 | TCPIP_DLMS | GSM | Feeder | 6289 | 204 | 11 KV HIVTAD GAOTHAN | 244045 | 33/11 KV SUB-STATION , KARGANI
XC439979 | DLMS-Secure | 055 | TCPIP_DLMS | GSM | Feeder | 6289 | 201 | 11 KV LENGAREWADI AG | 244143 | 33/11 KV SUB-STATION , MADGULE
XC413953 | DLMS-Secure | 055 | TCPIP_DLMS | GSM | Feeder | 6289 | 203 | 11 KV Y.P.WADI AG | 244143 | 33/11 KV SUB-STATION , MADGULE
XC439963 | DLMS-Secure | 055 | TCPIP_DLMS | GSM | Feeder | 6289 | 202 | 11 KV MADGULE GAOTHAN | 244143 | 33/11 KV SUB-STATION , MADGULE
19645773 | DLMS-LnT | 053 | TCPIP_DLMS | GSM | Feeder | 6289 | 202 | 11 KV Atpadi Gaothan | 244002 | 33/11 KV SUB-STATION , ATPADI
12627270 | DLMS-LnT | 053 | TCPIP_DLMS | GSM | Feeder | 6289 | 204 | 11 KV Rajewadi Gaothan | 246012 | 110/33/11 KV DIGHANCHI
XC447166 | DLMS-Secure | 055 | TCPIP_DLMS | GSM | Feeder | 6289 | 206 | 11 KV AWLAI AG | 244106 | 33/11 KV SUB-STATION , PUJARWADI
19645766 | DLMS-LnT | 053 | TCPIP_DLMS | GSM | Feeder | 6289 | 401 | 33 KV Soot Girani | 244002 | 33/11 KV SUB-STATION , ATPADI
12627541 | DLMS-LnT | 053 | TCPIP_DLMS | GSM | Feeder | 6289 | 204 | Nimbawade Gaothan | 244106 | 33/11 KV SUB-STATION , PUJARWADI
18205574 | DLMS-LnT | 053 | TCPIP_DLMS | GSM | Feeder | 6289 | 201 | 11 KV Zare (Zare) AG | 244041 | 33/11 KV SUB-STATION , ZARE
XB417254 | DLMS-Secure | 055 | TCPIP_DLMS | GSM | Feeder | 6289 | 206 | 11 KV BANPURI GAOTHAN | 244045 | 33/11 KV SUB-STATION , KARGANI
X0402079 | DLMS-Secure | 055 | TCPIP_DLMS | GSM | Feeder | 6289 | 204 | 11 KV Rajewadi Gaothan | 244081 | 33/11 KV SUB-STATION , LINGIVARE
12626109 | DLMS-LnT | 053 | TCPIP_DLMS | GSM | Feeder | 6289 | 203 | 11 KV RAJEWADI AG | 246012 | 110/33/11 KV DIGHANCHI
X2103708 | DLMS-Secure | 055 | TCPIP_DLMS | GSM | Feeder | 6289 | 207 | 11 KV MAHADIKWADI AG | 244081 | 33/11 KV SUB-STATION , LINGIVARE
X2103894 | DLMS-Secure | 055 | TCPIP_DLMS | GSM | Feeder | 6289 | 205 | 11 KV PUJARWADI AG | 244081 | 33/11 KV SUB-STATION , LINGIVARE
X2103720 | DLMS-Secure | 055 | TCPIP_DLMS | GSM | Feeder | 6289 | 206 | 11 KV GOYOBA AG | 244081 | 33/11 KV SUB-STATION , LINGIVARE
08189799 | LnT | 053 | TCPIP_LNT | GSM | Feeder | 6289 | 201 | 11 KV Madgule AG | 244002 | 33/11 KV SUB-STATION , ATPADI
17272334 | DLMS-LnT | 053 | TCPIP_DLMS | GSM | Feeder | 6289 | 203 | 11 KV PIMPARI AG | 244041 | 33/11 KV SUB-STATION , ZARE
17272333 | DLMS-LnT | 053 | TCPIP_DLMS | GSM | Feeder | 6289 | 203 | 11 KV DHOLE MALA, DIGHANCHI | 244081 | 33/11 KV SUB-STATION , LINGIVARE
17272335 | DLMS-LnT | 053 | TCPIP_DLMS | GSM | Feeder | 6289 | 206 | 11 KV Atpadi AG | 244002 | 33/11 KV SUB-STATION , ATPADI
17272332 | DLMS-LnT | 053 | TCPIP_DLMS | GSM | Feeder | 6289 | 205 | 11 KV MITAKI AG | 244023 | 33/11 KV SUB-STATION , KHARSUNDI
17272328 | DLMS-LnT | 053 | TCPIP_DLMS | GSM | Feeder | 6289 | 204 | 11 KV Nelkaranji Gaothan | 244023 | 33/11 KV SUB-STATION , KHARSUNDI
17075445 | DLMS-LnT | 053 | TCPIP_DLMS | GSM | Feeder | 6289 | 202 | Vibhutwadi Gaothan | 244041 | 33/11 KV SUB-STATION , ZARE
12626164 | DLMS-LnT | 053 | TCPIP_DLMS | GSM | Feeder | 6289 | 201 | 11 KV Kauthuly | 244106 | 33/11 KV SUB-STATION , PUJARWADI
XC447165 | DLMS-Secure | 055 | TCPIP_DLMS | GSM | Feeder | 6289 | 205 | 11 KV AWALAI GAOTHAN | 244106 | 33/11 KV SUB-STATION , PUJARWADI
12626834 | DLMS-LnT | 053 | TCPIP_DLMS | GSM | Feeder | 6289 | 203 | 11 KV BANPURI AG | 244045 | 33/11 KV SUB-STATION , KARGANI
08023314 | DLMS-Genus | 065 | TCPIP_DLMS | GSM | Feeder | 6289 | 205 | 11 KV SHETPHALE GAOTHAN | 244045 | 33/11 KV SUB-STATION , KARGANI
XB417169 | DLMS-Secure | 055 | TCPIP_DLMS | GSM | Feeder | 6289 | 207 | 11 KV GOMEWADI AG | 244045 | 33/11 KV SUB-STATION , KARGANI
17272329 | DLMS-LnT | 053 | TCPIP_DLMS | GSM | Feeder | 6289 | 206 | 11 KV Walvan AG | 244023 | 33/11 KV SUB-STATION , KHARSUNDI
17272330 | DLMS-LnT | 053 | TCPIP_DLMS | GSM | Feeder | 6289 | 202 | 11 KV Zare AG | 244023 | 33/11 KV SUB-STATION , KHARSUNDI
17272331 | DLMS-LnT | 053 | TCPIP_DLMS | GSM | Feeder | 6289 | 203 | 11 KV Zare Gaothan | 244023 | 33/11 KV SUB-STATION , KHARSUNDI
17272336 | DLMS-LnT | 053 | TCPIP_DLMS | GSM | Feeder | 6289 | 204 | 11 KV Pujarwadi Gaothan | 244002 | 33/11 KV SUB-STATION , ATPADI
17272322 | DLMS-LnT | 053 | TCPIP_DLMS | GSM | Feeder | 6289 | 201 | 11 KV PALASKHEL | 244081 | 33/11 KV SUB-STATION , LINGIVARE
07328417 | LnT | 053 | TCPIP_LNT | GSM | Feeder | 6289 | 202 | 11 KV SHETPHALE AG | 244045 | 33/11 KV SUB-STATION , KARGANI
18205321 | DLMS-LnT | 053 | TCPIP_DLMS | GSM | Feeder | 6271 | 204 | 11 KV NAGRALE GAOTHAN | 244050 | 33/11 KV NAGRALE S/S
18205375 | DLMS-LnT | 053 | TCPIP_DLMS | GSM | Feeder | 6271 | 204 | 11 KV MINI MIDC | 244051 | 33/11 KV PALUS SUB-STATION
07328413 | LnT | 053 | TCPIP_LNT | GSM | Feeder | 6271 | 203 | 11KV ANDHALI GAONTHAN | 244075 | 33/11 KV SANDAGEWADI
18205376 | DLMS-LnT | 053 | TCPIP_DLMS | GSM | Feeder | 6271 | 205 | 11 KV MAHADA COLONY | 244051 | 33/11 KV PALUS SUB-STATION
XC413915 | DLMS-Secure | 055 | TCPIP_DLMS | GSM | Feeder | 6271 | 207 | 11 KV KRANTI LIS | 244075 | 33/11 KV SANDAGEWADI
XB424024 | DLMS-Secure | 055 | TCPIP_DLMS | GSM | Feeder | 6271 | 206 | 11KV LIS Feeder | 244075 | 33/11 KV SANDAGEWADI
19645761 | DLMS-LnT | 053 | TCPIP_DLMS | GSM | Feeder | 6271 | 201 | 11 KV PALUS CITY FEEDER | 244051 | 33/11 KV PALUS SUB-STATION
19645762 | DLMS-LnT | 053 | TCPIP_DLMS | GSM | Feeder | 6271 | 205 | 11 KV TAKARI | 246007 | 110/33/11 KV KUNDAL S/ST
17270896 | DLMS-LnT | 053 | TCPIP_DLMS | GSM | Feeder | 6271 | 204 | 11 KV LIS | 246007 | 110/33/11 KV KUNDAL S/ST
X0401657 | DLMS-Secure | 055 | TCPIP_DLMS | GSM | Feeder | 6271 | 203 | 11 KV PALUS | 246007 | 110/33/11 KV KUNDAL S/ST
14007228 | LnT | 053 | TCPIP_LnT_9600 | GSM | Feeder | 6271 | 207 | 11 KV AMBAK AG | 244062 | 33/11 KV M WADGAON
03016306 | Genus | 065 | TCPIP_Genus | GSM | Feeder | 6271 | 201 | 11 KV BURLI FEEDER | 244003 | 33/11 KV K'WADI S/S
03016257 | Genus | 065 | TCPIP_Genus | GSM | Feeder | 6271 | 204 | 11 KV RAMANANDNAGAR 2 | 244003 | 33/11 KV K'WADI S/S
03016290 | Genus | 065 | TCPIP_Genus | GSM | Feeder | 6271 | 202 | 11 KV RAMANANDNAGAR 1 | 244003 | 33/11 KV K'WADI S/S
08189788 | LnT | 053 | TCPIP_LNT | GSM | Feeder | 6271 | 204 | 11KV M WADGAON GAOTHAN | 244062 | 33/11 KV M WADGAON
07409968 | LnT | 053 | TCPIP_LNT | GSM | Feeder | 6271 | 203 | 11 KV 4TH SONSAL FEEDER | 244062 | 33/11 KV M WADGAON
15003654 | LnT | 053 | TCPIP_LnT_9600 | GSM | Feeder | 6271 | 202 | 11 SONSAL GAOTHAN FEEDER | 244129 | 33/11 KV SHIRASGAON
15003624 | LnT | 053 | TCPIP_LnT_9600 | GSM | Feeder | 6271 | 203 | 11 KV SHIRASGAON AG | 244129 | 33/11 KV SHIRASGAON
15003692 | LnT | 053 | TCPIP_LnT_9600 | GSM | Feeder | 6271 | 201 | 11 KV PADLI AG FEEDER | 244129 | 33/11 KV SHIRASGAON
07409970 | LnT | 053 | TCPIP_LNT | GSM | Feeder | 6271 | 201 | 11KV ASAD | 244062 | 33/11 KV M WADGAON
14007232 | LnT | 053 | TCPIP_LnT_9600 | GSM | Feeder | 6271 | 204 | 11KV BAMBAWADE AG | 244075 | 33/11 KV SANDAGEWADI
X0398918 | DLMS-Secure | 055 | TCPIP_DLMS | GSM | Feeder | 6271 | 807 | 220 KV KARAD KOP LINE 2 ND CRT | 259009 | 400KV KARAD STN.
14030479 | LnT | 053 | TCPIP_LnT_9600 | GSM | Feeder | 6271 | 207 | 11 KV KOYANA AG | 244051 | 33/11 KV PALUS SUB-STATION
00466793 | DLMS-HPL | 076 | TCPIP_DLMS | GSM | Feeder | 6271 | 401 | 33 KV SOOTGIRANI | 244075 | 33/11 KV SANDAGEWADI
14017382 | LnT | 053 | TCPIP_LnT_9600 | GSM | Feeder | 6271 | 208 | 11 KV KEDAR METALS | 244051 | 33/11 KV PALUS SUB-STATION
19645774 | DLMS-LnT | 053 | TCPIP_DLMS | GSM | Feeder | 6271 | 205 | SATTESHWAR LIS | 244050 | 33/11 KV NAGRALE S/S
00467072 | DLMS-HPL | 076 | TCPIP_DLMS | GSM | Feeder | 6271 | 206 | 11 KV CHINCHNI AG | 244062 | 33/11 KV M WADGAON
18205320 | DLMS-LnT | 053 | TCPIP_DLMS | GSM | Feeder | 6271 | 202 | 11 KV NAGRALE AG | 244050 | 33/11 KV NAGRALE S/S
18205319 | DLMS-LnT | 053 | TCPIP_DLMS | GSM | Feeder | 6271 | 201 | 11 KV DUDHONDI AG | 244050 | 33/11 KV NAGRALE S/S
17270894 | DLMS-LnT | 053 | TCPIP_DLMS | GSM | Feeder | 6271 | 202 | 11KV KUNDAL | 246007 | 110/33/11 KV KUNDAL S/ST
18205377 | DLMS-LnT | 053 | TCPIP_DLMS | GSM | Feeder | 6271 | 201 | 11 KV WINE PARK 1 | 244075 | 33/11 KV SANDAGEWADI
18205378 | DLMS-LnT | 053 | TCPIP_DLMS | GSM | Feeder | 6271 | 202 | 11 KV ANDHALI AG | 244075 | 33/11 KV SANDAGEWADI
18205374 | DLMS-LnT | 053 | TCPIP_DLMS | GSM | Feeder | 6271 | 203 | 11 KV GONDILWADI AG | 244051 | 33/11 KV PALUS SUB-STATION
X0400685 | DLMS-Secure | 055 | TCPIP_DLMS | GSM | Feeder | 6271 | 206 | 11 KV M.I.D.C. JAWAHAR VIDYLAYA FEEDER | 244051 | 33/11 KV PALUS SUB-STATION
17271168 | DLMS-LnT | 053 | TCPIP_DLMS | GSM | Feeder | 6271 | 201 | 11 KV DEORASHTRE | 246007 | 110/33/11 KV KUNDAL S/ST
X2138941 | DLMS-Secure | 055 | TCPIP_DLMS | GSM | Feeder | 6271 | 204 | 11KV SONKIRE AG | 244129 | 33/11 KV SHIRASGAON
X2138950 | DLMS-Secure | 055 | TCPIP_DLMS | GSM | Feeder | 6271 | 205 | 11KV CHINCHANI GAOTHAN FEEDER | 244129 | 33/11 KV SHIRASGAON
X2138940 | DLMS-Secure | 055 | TCPIP_DLMS | GSM | Feeder | 6271 | 206 | 11KV SONSAL 4TH STAGE LIS | 244129 | 33/11 KV SHIRASGAON
19645765 | DLMS-LnT | 053 | TCPIP_DLMS | GSM | Feeder | 6271 | 202 | 11 KV MIDC PALUS FEEDER | 244051 | 33/11 KV PALUS SUB-STATION
19645771 | DLMS-LnT | 053 | TCPIP_DLMS | GSM | Feeder | 6271 | 205 | 11 KV RAMAPUR AG | 244062 | 33/11 KV M WADGAON
X0400651 | DLMS-Secure | 055 | TCPIP_DLMS | GSM | Feeder | 6271 | 202 | 11KV M WADGAON AG | 244062 | 33/11 KV M WADGAON
12626130 | DLMS-LnT | 053 | TCPIP_DLMS | GSM | Feeder | 6271 | 203 | 11 KV TAKARI EXPS | 244050 | 33/11 KV NAGRALE S/S
14007152 | LnT | 053 | TCPIP_LnT_9600 | GSM | Feeder | 6271 | 205 | 11 KV MORALE AG | 244075 | 33/11 KV SANDAGEWADI
00380368 | DLMS-HPL | 076 | TCPIP_DLMS | GSM | Feeder | 4836 | 206 | 11 KV BALAWADI AG | 244014 | 33/11 KV KHANAPUR
14030506 | LnT | 053 | TCPIP_LnT_9600 | GSM | Feeder | 4836 | 201 | 11 KV RENAVI AG | 244127 | 33/11 KV RENAVI SUBSTATION
12627579 | DLMS-LnT | 053 | TCPIP_DLMS | GSM | Feeder | 4836 | 202 | 11 KV HIVARE AG | 244117 | 33/11 KV HIWARE SUBSTATION
X0398714 | DLMS-Secure | 055 | TCPIP_DLMS | GSM | Feeder | 4836 | 202 | 11 KV BHIVGHAT AG | 244014 | 33/11 KV KHANAPUR
03002298 | Genus | 065 | TCPIP_Genus | GSM | Feeder | 4836 | 207 | 11 KV GOREWADI GAOVTHAN | 244014 | 33/11 KV KHANAPUR
X0398712 | DLMS-Secure | 055 | TCPIP_DLMS | GSM | Feeder | 4836 | 203 | 11 KV HIVARE GAOTHAN | 244117 | 33/11 KV HIWARE SUBSTATION
14030457 | LnT | 053 | TCPIP_LnT_9600 | GSM | Feeder | 4836 | 202 | 11 KV RENAVI GAOTHAN | 244127 | 33/11 KV RENAVI SUBSTATION
08025062 | DLMS-Genus | 065 | TCPIP_DLMS | GSM | Feeder | 4836 | 201 | 11 KV GOREWADI AG | 244014 | 33/11 KV KHANAPUR
X0401675 | DLMS-Secure | 055 | TCPIP_DLMS | GSM | Feeder | 4836 | 403 | 33 KV KHANAPUR | 244014 | 33/11 KV KHANAPUR
12627209 | DLMS-LnT | 053 | TCPIP_DLMS | GSM | Feeder | 4836 | 201 | PALASHI AG | 244117 | 33/11 KV HIWARE SUBSTATION
14030450 | LnT | 053 | TCPIP_LnT_9600 | GSM | Feeder | 4836 | 203 | 11 KV WASUMBE AG | 244127 | 33/11 KV RENAVI SUBSTATION
18205401 | DLMS-LnT | 053 | TCPIP_DLMS | GSM | Feeder | 4836 | 203 | 11 KV KHANAPUR AG | 244014 | 33/11 KV KHANAPUR
08024620 | DLMS-Genus | 065 | TCPIP_DLMS | GSM | Feeder | 4836 | 205 | 11 KV BHIVGHAT GAOTHAN | 244014 | 33/11 KV KHANAPUR
00466868 | DLMS-HPL | 076 | TCPIP_DLMS | GSM | Feeder | 6254 | 203 | 11 KV SOHOLI GAOTHAN | 244079 | 33/11 KV BELAWADE S/STN
00466869 | DLMS-HPL | 076 | TCPIP_DLMS | GSM | Feeder | 6254 | 201 | 11 KV TONDOLI AG | 244079 | 33/11 KV BELAWADE S/STN
X0403252 | DLMS-Secure | 055 | TCPIP_DLMS | GSM | Feeder | 6254 | 204 | 11 KV KADEGAON AG | 244060 | 33/11 KV KADEGAON
00567134 | DLMS-HPL | 076 | TCPIP_DLMS | GSM | Feeder | 6254 | 201 | 11KV BHIKWADI-KH GAOTHAN | 244115 | 33/11 KV BHIKWADI-KH SUB STATI
14017492 | LnT | 053 | TCPIP_LnT_9600 | GSM | Feeder | 6254 | 206 | 11 KV WANGI GAOTHAN FEEDER | 244083 | 33/11 KV WANGI SUB-STATION
08189802 | LnT | 053 | TCPIP_LNT | GSM | Feeder | 6254 | 201 | 11 KV KADEGAON GAOTHAN | 244060 | 33/11 KV KADEGAON
14089117 | LnT | 053 | TCPIP_LnT_9600 | GSM | Feeder | 6254 | 206 | 11 KV YERALA AG | 244115 | 33/11 KV BHIKWADI-KH SUB STATI
15007728 | LnT | 053 | TCPIP_LnT_9600 | GSM | Feeder | 6254 | 201 | 11 KV SHIVANI AG | 244128 | 33/11 KV Shivani Substation
14089074 | LnT | 053 | TCPIP_LnT_9600 | GSM | Feeder | 6254 | 205 | 11 KV TUPEWADI AG | 244115 | 33/11 KV BHIKWADI-KH SUB STATI
13062949 | LnT | 053 | TCPIP_LnT_9600 | GSM | Feeder | 6254 | 206 | 11 KV LIS | 244079 | 33/11 KV BELAWADE S/STN
14007195 | LnT | 053 | TCPIP_LnT_9600 | GSM | Feeder | 6254 | 205 | 11 KV BOMBALEWADI AG | 244079 | 33/11 KV BELAWADE S/STN
15007716 | LnT | 053 | TCPIP_LnT_9600 | GSM | Feeder | 6254 | 202 | 11 KV HANMANTWADIYE AG | 244128 | 33/11 KV Shivani Substation
15007680 | LnT | 053 | TCPIP_LnT_9600 | GSM | Feeder | 6254 | 203 | 11 KV SHIVANI GAOTHAN | 244128 | 33/11 KV Shivani Substation
06600817 | LnT | 053 | TCPIP_LNT | GSM | Feeder | 6254 | 202 | 11 KV TADSAR AG | 244083 | 33/11 KV WANGI SUB-STATION
14017466 | LnT | 053 | TCPIP_LnT_9600 | GSM | Feeder | 6254 | 204 | 11 KV YETGAON AG | 244115 | 33/11 KV BHIKWADI-KH SUB STATI
14017499 | LnT | 053 | TCPIP_LnT_9600 | GSM | Feeder | 6254 | 205 | 11 KV HINGANGAON AG FEEDER | 244083 | 33/11 KV WANGI SUB-STATION
14007123 | LnT | 053 | TCPIP_LnT_9600 | GSM | Feeder | 6254 | 207 | 11 KV KHAMBALE-A AG FEEDER | 244060 | 33/11 KV KADEGAON
14007136 | LnT | 053 | TCPIP_LnT_9600 | GSM | Feeder | 6254 | 203 | 11 KV SHALGAON AG | 244060 | 33/11 KV KADEGAON
00466870 | DLMS-HPL | 076 | TCPIP_DLMS | GSM | Feeder | 6254 | 202 | 11 KV RAIGAON AG | 244079 | 33/11 KV BELAWADE S/STN
14017548 | LnT | 053 | TCPIP_LnT_9600 | GSM | Feeder | 6254 | 204 | 11 KV AMBAK AG FEEDER | 244083 | 33/11 KV WANGI SUB-STATION
00380372 | DLMS-HPL | 076 | TCPIP_DLMS | GSM | Feeder | 6254 | 209 | 11 KV NERLI AG | 244060 | 33/11 KV KADEGAON
00466620 | DLMS-HPL | 076 | TCPIP_DLMS | GSM | Feeder | 6254 | 203 | 11 KV DHANEWADI AG | 244115 | 33/11 KV BHIKWADI-KH SUB STATI
00566913 | DLMS-HPL | 076 | TCPIP_DLMS | GSM | Feeder | 6254 | 202 | 11 KV NEWARI AG | 244115 | 33/11 KV BHIKWADI-KH SUB STATI
X2138985 | DLMS-Secure | 055 | TCPIP_DLMS | GSM | Feeder | 6254 | 203 | 11 KV HINGANGAON BK AG FEEDER | 244149 | 33/11 KV HINGANGAON BK STN
X2139017 | DLMS-Secure | 055 | TCPIP_DLMS | GSM | Feeder | 6254 | 202 | 11 KV RAIGAON GAOTHAN FEEDER | 244149 | 33/11 KV HINGANGAON BK STN
X2138989 | DLMS-Secure | 055 | TCPIP_DLMS | GSM | Feeder | 6254 | 201 | 11 KV SHALGAON AG FEEDER | 244149 | 33/11 KV HINGANGAON BK STN
12626194 | DLMS-LnT | 053 | TCPIP_DLMS | GSM | Feeder | 6254 | 206 | 11 KV SHALGAON GAOTHAN | 244060 | 33/11 KV KADEGAON
X2047460 | DLMS-Secure | 055 | TCPIP_DLMS | GSM | Feeder | 6254 | 202 | 11 KV YETGAON GAOTHAN | 244148 | 33/11 KV YETGAON SUBSTATION
12627575 | DLMS-LnT | 053 | TCPIP_DLMS | GSM | Feeder | 6254 | 202 | 11 KV MIDC NO.1 | 244060 | 33/11 KV KADEGAON
X0401665 | DLMS-Secure | 055 | TCPIP_DLMS | GSM | Feeder | 6254 | 402 | 33KV MAHALAXMI SOOT GIRANI FEEDER | 244012 | 33/11 KV KADEPUR
X2103693 | DLMS-Secure | 055 | TCPIP_DLMS | GSM | Feeder | 6254 | 204 | 11 KV YEWALEWADI GAONTHAN. | 244128 | 33/11 KV Shivani Substation
X2103670 | DLMS-Secure | 055 | TCPIP_DLMS | GSM | Feeder | 6254 | 205 | 11 KV NANDANI AG | 244128 | 33/11 KV Shivani Substation
X2103695 | DLMS-Secure | 055 | TCPIP_DLMS | GSM | Feeder | 6254 | 206 | 11 KV SHIDDHNATH AG | 244128 | 33/11 KV Shivani Substation
18205395 | DLMS-LnT | 053 | TCPIP_DLMS | GSM | Feeder | 6254 | 201 | 11 KV WANGI AG | 244083 | 33/11 KV WANGI SUB-STATION
14007168 | LnT | 053 | TCPIP_LnT_9600 | GSM | Feeder | 6254 | 204 | 11 KV UPALE AG | 244079 | 33/11 KV BELAWADE S/STN
18205380 | DLMS-LnT | 053 | TCPIP_DLMS | GSM | Feeder | 6254 | 203 | 11 KV WANGI AG | 244012 | 33/11 KV KADEPUR
X2047458 | DLMS-Secure | 055 | TCPIP_DLMS | GSM | Feeder | 6254 | 201 | 11 KV KOTIJ AG | 244148 | 33/11 KV YETGAON SUBSTATION
X2047459 | DLMS-Secure | 055 | TCPIP_DLMS | GSM | Feeder | 6254 | 203 | 11 KV KHERADE VITA AG | 244148 | 33/11 KV YETGAON SUBSTATION
14007182 | LnT | 053 | TCPIP_LnT_9600 | GSM | Feeder | 6254 | 208 | 11 KV MIDC NO 3 | 244060 | 33/11 KV KADEGAON
X1960396 | DLMS-Secure | 055 | TCPIP_DLMS | GSM | Feeder | 6254 | 401 | 33 KV SAGARESHWAR SAHAKARI SOOT GIRANI HT CONSUMER | 244012 | 33/11 KV KADEPUR
19645780 | DLMS-LnT | 053 | TCPIP_DLMS | GSM | Feeder | 6254 | 207 | 11 KV HINGANGAON BK GAOTHAN FEEDER | 244079 | 33/11 KV BELAWADE S/STN
18205383 | DLMS-LnT | 053 | TCPIP_DLMS | GSM | Feeder | 6254 | 206 | 11 KV CHIKHALI AG | 244012 | 33/11 KV KADEPUR
18205379 | DLMS-LnT | 053 | TCPIP_DLMS | GSM | Feeder | 6254 | 201 | 11 KV KADEPUR AG | 244012 | 33/11 KV KADEPUR
18205382 | DLMS-LnT | 053 | TCPIP_DLMS | GSM | Feeder | 6254 | 205 | 11 KV WANGI GAOTHAN FEEDER | 244012 | 33/11 KV KADEPUR
18205381 | DLMS-LnT | 053 | TCPIP_DLMS | GSM | Feeder | 6254 | 204 | 11 KV AMARAPUR GAOTHAN | 244012 | 33/11 KV KADEPUR
18205394 | DLMS-LnT | 053 | TCPIP_DLMS | GSM | Feeder | 6254 | 207 | 11 KV KADEPUR GAOTHAN | 244012 | 33/11 KV KADEPUR
18205396 | DLMS-LnT | 053 | TCPIP_DLMS | GSM | Feeder | 6254 | 203 | 11 KV YERALA AG | 244083 | 33/11 KV WANGI SUB-STATION
APMB4415 | Secure | 055 | TCPIP_Secure | GSM | Feeder | 6262 | 414 | UDAGIRI I | 248001 | 220/33 VITA EHV KARVE S/STN
17272346 | DLMS-LnT | 053 | TCPIP_DLMS | GSM | Feeder | 6262 | 206 | 11 KV VEJEGAON GAOTHAN | 244069 | 33/11 KV LENGRE S/STN
12006532 | LnT | 053 | TCPIP_LnT_9600 | GSM | Feeder | 6262 | 201 | 11 KV HAREWADI URBAN | 244123 | 33/11 KV VITA NEW S/STN
12627000 | DLMS-LnT | 053 | TCPIP_DLMS | GSM | Feeder | 6262 | 204 | 11 KV SALSHINGE FEEDER | 244042 | 33/11 KV NAGEWADI S/STN
12006521 | LnT | 053 | TCPIP_LnT_9600 | GSM | Feeder | 6262 | 202 | 11 KV LENGARE (U) | 244006 | 33/11 KV VITA OLD S/STN
12626998 | DLMS-LnT | 053 | TCPIP_DLMS | GSM | Feeder | 6262 | 202 | 11KV PRABHAT STEEL | 244042 | 33/11 KV NAGEWADI S/STN
MAB04195 | Secure | 055 | TCPIP_Secure | GSM | Feeder | 6262 | 403 | 33 KV KHANAPUR | 248001 | 220/33 VITA EHV KARVE S/STN
12006643 | LnT | 053 | TCPIP_LnT_9600 | GSM | Feeder | 6262 | 204 | 11 KV LENGARE GAOTHAN | 244069 | 33/11 KV LENGRE S/STN
15086431 | LnT | 053 | TCPIP_LnT_9600 | GSM | Feeder | 6262 | 203 | 11 KV SHELAKBAV AG | 244135 | 33/11 KV BHALAWANI S/STN.
15007694 | LnT | 053 | TCPIP_LnT_9600 | GSM | Feeder | 6262 | 204 | TEXTILE NO. 2 | 244077 | 33/11 KV MIDC KARVE S/STN
12006556 | LnT | 053 | TCPIP_LnT_9600 | GSM | Feeder | 6262 | 201 | 11 KV LENGARE AG | 244069 | 33/11 KV LENGRE S/STN
12006645 | LnT | 053 | TCPIP_LnT_9600 | GSM | Feeder | 6262 | 203 | 11 KV SALSHINGE AG | 244069 | 33/11 KV LENGRE S/STN
12006519 | LnT | 053 | TCPIP_LnT_9600 | GSM | Feeder | 6262 | 201 | 11 KV VITA(U) | 244006 | 33/11 KV VITA OLD S/STN
12006684 | LnT | 053 | TCPIP_LnT_9600 | GSM | Feeder | 6262 | 203 | 11 KV KAMLAPUR AG | 244028 | 33/11 KV ALSAND S/STN
08057990 | LnT | 053 | TCPIP_LNT | GSM | Feeder | 6262 | 403 | 33KV NAGEVADI | 244006 | 33/11 KV VITA OLD S/STN
12006516 | LnT | 053 | TCPIP_LnT_9600 | GSM | Feeder | 6262 | 204 | 11 KV PARE (U) | 244006 | 33/11 KV VITA OLD S/STN
08189803 | LnT | 053 | TCPIP_LNT | GSM | Feeder | 6262 | 205 | 11KV MAHULI AG | 244042 | 33/11 KV NAGEWADI S/STN
14030510 | LnT | 053 | TCPIP_LnT_9600 | GSM | Feeder | 6262 | 201 | 11 KV TEXTILE PARK | 244077 | 33/11 KV MIDC KARVE S/STN
09137403 | LnT | 053 | TCPIP_LnT_9600 | GSM | Feeder | 6262 | 201 | 11 KV GARDI FEEDER | 244042 | 33/11 KV NAGEWADI S/STN
ELI08558 | Secure | 055 | TCPIP_Secure | GSM | Feeder | 6262 | 417 | 33 KV RENAVI | 248001 | 220/33 VITA EHV KARVE S/STN
17272345 | DLMS-LnT | 053 | TCPIP_DLMS | GSM | Feeder | 6262 | 205 | 11 KV SALSHINGE GAOTHAN | 244069 | 33/11 KV LENGRE S/STN
18205387 | LnT | 053 | TCPIP_LnT_9600 | GSM | Feeder | 6262 | 202 | 11 KV PARE FEEDER | 244077 | 33/11 KV MIDC KARVE S/STN
18205388 | LnT | 053 | TCPIP_LnT_9600 | GSM | Feeder | 6262 | 206 | 11 KV SALSHINGE GAOTHAN | 244042 | 33/11 KV NAGEWADI S/STN
18205384 | LnT | 053 | TCPIP_LnT_9600 | GSM | Feeder | 6262 | 201 | YASHODHAN GARMENT | 244078 | 33/11 KV GARDI S/STN
18205385 | LnT | 053 | TCPIP_LnT_9600 | GSM | Feeder | 6262 | 202 | GHANWAD AG | 244078 | 33/11 KV GARDI S/STN
18205386 | LnT | 053 | TCPIP_LnT_9600 | GSM | Feeder | 6262 | 203 | GHANWAD GFSS | 244078 | 33/11 KV GARDI S/STN
18205393 | DLMS-LnT | 053 | TCPIP_DLMS | GSM | Feeder | 6262 | 207 | VITA WATER SUPPLY,ALSAND | 244028 | 33/11 KV ALSAND S/STN
18205397 | LnT | 053 | TCPIP_LnT_9600 | GSM | Feeder | 6262 | 203 | 11 K V NEWARI AG | 244123 | 33/11 KV VITA NEW S/STN
12626892 | DLMS-LnT | 053 | TCPIP_DLMS | GSM | Feeder | 6262 | 205 | KARVE GAOTHAN | 244077 | 33/11 KV MIDC KARVE S/STN
X1960318 | DLMS-Secure | 055 | TCPIP_DLMS | GSM | Feeder | 6262 | 208 | EHV CONSUMER TEMBHU | 248001 | 220/33 VITA EHV KARVE S/STN
X1960320 | DLMS-Secure | 055 | TCPIP_DLMS | GSM | Feeder | 6262 | 404 | 33KV VIRAJ SPINNING MILL | 244077 | 33/11 KV MIDC KARVE S/STN
12626193 | DLMS-LnT | 053 | TCPIP_DLMS | GSM | Feeder | 6262 | 201 | 11 KV PARE GAOTHAN | 244102 | 33/11 KV PARE S/STN
X1606306 | DLMS-Secure | 055 | TCPIP_DLMS | GSM | Feeder | 6262 | 205 | 11 KV SHINDE MALA AG | 244135 | 33/11 KV BHALAWANI S/STN.
X1702114 | DLMS-Secure | 055 | TCPIP_DLMS | GSM | Feeder | 6262 | 204 | 11 KV MULLA NAGAR AG | 244135 | 33/11 KV BHALAWANI S/STN.
X1715729 | DLMS-Secure | 055 | TCPIP_DLMS | GSM | Feeder | 6262 | 206 | 11 KV MULLA NAGAR VG | 244135 | 33/11 KV BHALAWANI S/STN.
18205582 | DLMS-LnT | 053 | TCPIP_DLMS | GSM | Feeder | 6262 | 203 | 11 KV GHOTI (BK) AG | 244102 | 33/11 KV PARE S/STN
X1797297 | DLMS-Secure | 055 | TCPIP_DLMS | GSM | Feeder | 6262 | 202 | 11 KV VITA TOWN | 244123 | 33/11 KV VITA NEW S/STN
12006529 | LnT | 053 | TCPIP_LnT_9600 | GSM | Feeder | 6262 | 203 | 11 KV BHALWANI(U) | 244006 | 33/11 KV VITA OLD S/STN
18205389 | DLMS-LnT | 053 | TCPIP_DLMS | GSM | Feeder | 6262 | 201 | 11 KV ALSAND AG | 244028 | 33/11 KV ALSAND S/STN
12006708 | LnT | 053 | TCPIP_LnT_9600 | GSM | Feeder | 6262 | 202 | 11 KV VEJEGAON AG | 244069 | 33/11 KV LENGRE S/STN
12006517 | LnT | 053 | TCPIP_LnT_9600 | GSM | Feeder | 6262 | 205 | spare2 | 244006 | 33/11 KV VITA OLD S/STN
05041356 | DLMS-HPL | 076 | TCPIP_DLMS | GSM | Feeder | 6262 | 416 | 33 KV VISAPUR LIS | 248001 | 220/33 VITA EHV KARVE S/STN
18205323 | DLMS-LnT | 053 | TCPIP_DLMS | GSM | Feeder | 6262 | 202 | 11 KV DHAWALESHAWAR AG | 244135 | 33/11 KV BHALAWANI S/STN.
18205322 | DLMS-LnT | 053 | TCPIP_DLMS | GSM | Feeder | 6262 | 201 | 11 KV SHELAKBAV GAVTHAN | 244135 | 33/11 KV BHALAWANI S/STN.
12627444 | DLMS-LnT | 053 | TCPIP_DLMS | GSM | Feeder | 6262 | 203 | 11 KV YETGAON AG FEEDER | 244042 | 33/11 KV NAGEWADI S/STN
12626167 | DLMS-LnT | 053 | TCPIP_DLMS | GSM | Feeder | 6262 | 205 | ALSAND / KAMALAPUR GAOTHAN | 244028 | 33/11 KV ALSAND S/STN
17272342 | DLMS-LnT | 053 | TCPIP_DLMS | GSM | Feeder | 6262 | 203 | 11 KV WAZAR AG | 244077 | 33/11 KV MIDC KARVE S/STN
17272344 | DLMS-LnT | 053 | TCPIP_DLMS | GSM | Feeder | 6262 | 202 | 11 KV PARE AG FEEDER | 244102 | 33/11 KV PARE S/STN
17272347 | DLMS-LnT | 053 | TCPIP_DLMS | GSM | Feeder | 6262 | 207 | 11KV KANDESARWADI AG | 244069 | 33/11 KV LENGRE S/STN
18205391 | DLMS-LnT | 053 | TCPIP_DLMS | GSM | Feeder | 6262 | 204 | BHALWANI GAOTHAN | 244028 | 33/11 KV ALSAND S/STN
18205390 | DLMS-LnT | 053 | TCPIP_DLMS | GSM | Feeder | 6262 | 202 | 11 KV BHALWANI AG | 244028 | 33/11 KV ALSAND S/STN
18205392 | DLMS-LnT | 053 | TCPIP_DLMS | GSM | Feeder | 6262 | 206 | 11 KV UMAR KANCHAN AG | 244028 | 33/11 KV ALSAND S/STN
APMB4416 | Secure | 055 | TCPIP_Secure | GSM | Feeder | 6262 | 415 | UDAGIRI II | 248001 | 220/33 VITA EHV KARVE S/STN
MSE85983 | Secure | 055 | TCPIP_Secure | GSM | Feeder | 4595 | 304 | D-I BLOCK | 213013 | 22/22 KV AKURDI
MSE85987 | Secure | 055 | TCPIP_Secure | GSM | Feeder | 4595 | 308 | TEMPO WOLLROPE | 213013 | 22/22 KV AKURDI
MSE85990 | Secure | 055 | TCPIP_Secure | GSM | Feeder | 4595 | 309 | TEMPO TRACTOR | 213013 | 22/22 KV AKURDI
MSP45167 | Secure | 055 | TCPIP_Secure | GSM | Feeder | 4595 | 301 | RIVER RESIDENCY O/G | 213430 | 22/22 KV RIVER RESIDENCY
MSP45168 | Secure | 055 | TCPIP_Secure | GSM | Feeder | 4595 | 302 | BARNEWASTI | 213430 | 22/22 KV RIVER RESIDENCY
MSP43775 | Secure | 055 | TCPIP_Secure | GSM | Feeder | 4595 | 301 | WOODS VILLE PH-I | 213431 | 22/22 KV PHARANDE SWITCHING
X0399034 | DLMS-Secure | 055 | TCPIP_DLMS | GSM | Feeder | 4595 | 301 | GAYATRI | 213013 | 22/22 KV AKURDI
08024824 | DLMS-Genus | 065 | TCPIP_DLMS | GSM | Feeder | 4595 | 303 | 22KV RTO | 213412 | 22 KV CDC SEC 18 SW. STATION
14756290 | DLMS-LnT | 053 | TCPIP_DLMS | GSM | Feeder | 4595 | 307 | 22 KV EMPIRE | 218033 | 220KV TELCO R S
08025357 | DLMS-Genus | 065 | TCPIP_DLMS | GSM | Feeder | 4595 | 302 | HARGUDE WASTI | 213405 | 22/22 KV EWS SW. STATION
08024817 | DLMS-Genus | 065 | TCPIP_DLMS | GSM | Feeder | 4595 | 303 | KOHINOOR | 213405 | 22/22 KV EWS SW. STATION
17223974 | DLMS-LnT | 053 | TCPIP_DLMS | GSM | Feeder | 4595 | 304 | CHIKHALI | 213405 | 22/22 KV EWS SW. STATION
19859291 | LnT | 053 | TCPIP_DLMS | GSM | Feeder | 4595 | 310 | G-BLOCK | 213013 | 22/22 KV AKURDI
07427205 | LnT | 053 | TCPIP_LNT | GSM | Feeder | 4595 | 307 | FORCE MOTOR | 213013 | 22/22 KV AKURDI
17223973 | DLMS-LnT | 053 | TCPIP_DLMS | GSM | Feeder | 4595 | 301 | EWS O/G | 213405 | 22/22 KV EWS SW. STATION
08024826 | DLMS-Genus | 065 | TCPIP_DLMS | GSM | Feeder | 4595 | 302 | SONAVANEWASTI | 213412 | 22 KV CDC SEC 18 SW. STATION
08025337 | DLMS-Genus | 065 | TCPIP_DLMS | GSM | Feeder | 4595 | 305 | 22KV JADHAOWADI | 213412 | 22 KV CDC SEC 18 SW. STATION
X0399027 | DLMS-Secure | 055 | TCPIP_DLMS | GSM | Feeder | 4595 | 305 | D-III BLOCK | 213013 | 22/22 KV AKURDI
08025340 | DLMS-Genus | 065 | TCPIP_DLMS | GSM | Feeder | 4595 | 304 | EXPRESS PMC/PCMC WATER SUPPLY | 213412 | 22 KV CDC SEC 18 SW. STATION
14676561 | DLMS-LnT | 053 | TCPIP_DLMS | GSM | Feeder | 4595 | 303 | D-II BLOCK | 218033 | 220KV TELCO R S
14676529 | DLMS-LnT | 053 | TCPIP_DLMS | GSM | Feeder | 4595 | 304 | KUDALWADI | 218033 | 220KV TELCO R S
MSP46169 | Secure | 055 | TCPIP_Secure | GSM | Feeder | 4595 | 302 | WOODS VILLE PH-II | 213431 | 22/22 KV PHARANDE SWITCHING
MSE86014 | Secure | 055 | TCPIP_Secure | GSM | Feeder | 4595 | 303 | YAMUNANAGAR | 213013 | 22/22 KV AKURDI
MSB61963 | Secure | 055 | TCPIP_Secure | GSM | Feeder | 4595 | 311 | SRA1 | 213013 | 22/22 KV AKURDI
XB449652 | DLMS-Secure | 055 | TCPIP_DLMS | GSM | Feeder | 4676 | 303 | 22 KV TALAWADE MIDC | 213436 | 22 KV DEVI INDRAYANI S/W
XC478016 | DLMS-Secure | 055 | TCPIP_DLMS | GSM | Feeder | 4676 | 203 | 11 KV LEKHA FARM | 213484 | 22/11 KV TROPICA IPDS KIWALE SUBSTN
XC477981 | DLMS-Secure | 055 | TCPIP_DLMS | GSM | Feeder | 4676 | 205 | KATALE WASTI FDR | 213484 | 22/11 KV TROPICA IPDS KIWALE SUBSTN
XC478012 | DLMS-Secure | 055 | TCPIP_DLMS | GSM | Feeder | 4676 | 201 | 11 KV TROPICA | 213484 | 22/11 KV TROPICA IPDS KIWALE SUBSTN
08024932 | DLMS-Genus | 065 | TCPIP_DLMS | GSM | Feeder | 4676 | 302 | 22 KV SHELARWASTI | 213436 | 22 KV DEVI INDRAYANI S/W
X1598274 | DLMS-Secure | 055 | TCPIP_DLMS | GSM | Feeder | 4676 | 305 | 22KV CAPGEMINI EXPRESS FEEDER | 213436 | 22 KV DEVI INDRAYANI S/W
08025321 | DLMS-Genus | 065 | TCPIP_DLMS | GSM | Feeder | 4676 | 301 | 22 KV BHEL CHOWK | 213479 | 22 KV SEC 24 PRADHIKARAN SW
MSP43706 | Secure | 055 | TCPIP_Secure | GSM | Feeder | 4676 | 304 | 22 KV ADARSHNAGAR | 213423 | 22 KV Celestial City S/W stn
MSP43707 | Secure | 055 | TCPIP_Secure | GSM | Feeder | 4676 | 301 | 22 KV RAVET FEEDER | 213423 | 22 KV Celestial City S/W stn
MSP45510 | Secure | 055 | TCPIP_Secure | GSM | Feeder | 4676 | 302 | 22 KV CELESTIAL CITY | 213423 | 22 KV Celestial City S/W stn
MSP43708 | Secure | 055 | TCPIP_Secure | GSM | Feeder | 4676 | 303 | 22 KV KIWALE FEEDER | 213423 | 22 KV Celestial City S/W stn
X0401438 | DLMS-Secure | 055 | TCPIP_DLMS | GSM | Feeder | 4676 | 301 | 22 KV DEHUGAON | 213436 | 22 KV DEVI INDRAYANI S/W
08025333 | DLMS-Genus | 065 | TCPIP_DLMS | GSM | Feeder | 4676 | 302 | 22 KV OTTA SCHEME | 213479 | 22 KV SEC 24 PRADHIKARAN SW
XC477978 | DLMS-Secure | 055 | TCPIP_DLMS | GSM | Feeder | 4676 | 202 | 11 KV EKTA KAPOOR | 213484 | 22/11 KV TROPICA IPDS KIWALE SUBSTN
X0403086 | DLMS-Secure | 055 | TCPIP_DLMS | GSM | Feeder | 4596 | 303 | PAWANA INDUSTRIES | 213438 | 22/22 KV T-201 SWITCHING
X0400616 | DLMS-Secure | 055 | TCPIP_DLMS | GSM | Feeder | 4596 | 302 | PCMC | 213438 | 22/22 KV T-201 SWITCHING
X0403310 | DLMS-Secure | 055 | TCPIP_DLMS | GSM | Feeder | 4596 | 301 | ASMITA | 213438 | 22/22 KV T-201 SWITCHING
15059233 | LnT | 053 | TCPIP_LnT_9600 | GSM | Feeder | 4596 | 302 | SAI MANDIR | 213433 | ALANKAPURAM SWITCHING
XH407558 | DLMS-Secure | 055 | TCPIP_DLMS | GSM | Feeder | 4596 | 303 | 22KV EXIDE FEEDER | 213400 | ARTEMIS PROPERTIES SW. STN.
MSP41434 | Secure | 055 | TCPIP_Secure | GSM | Feeder | 4596 | 301 | ARTEMIS PROPERTIES EXPRESS | 213400 | ARTEMIS PROPERTIES SW. STN.
MSP41433 | Secure | 055 | TCPIP_Secure | GSM | Feeder | 4596 | 302 | FINOLEX EXPRESS FEEDER | 213400 | ARTEMIS PROPERTIES SW. STN.
14676563 | DLMS-LnT | 053 | TCPIP_DLMS | GSM | Feeder | 4615 | 302 | TIMES OF INDIA | 218057 | BHOSARI 220KV RS II
14676492 | DLMS-LnT | 053 | TCPIP_DLMS | GSM | Feeder | 4615 | 304 | MIDC | 218012 | BHOSARI RS
14676489 | DLMS-LnT | 053 | TCPIP_DLMS | GSM | Feeder | 4615 | 313 | SHANTINAGAR | 218012 | BHOSARI RS
14676564 | DLMS-LnT | 053 | TCPIP_DLMS | GSM | Feeder | 4615 | 301 | ULTRA ENGINEERS | 218057 | BHOSARI 220KV RS II
MSE76289 | Secure | 055 | TCPIP_Secure | GSM | Feeder | 4615 | 303 | SECTOR10 | 213333 | SECTOR 10 SWT/STN
15019178 | LnT | 053 | TCPIP_LnT_9600 | GSM | Feeder | 4596 | 301 | KHADI M/C ROAD | 213433 | ALANKAPURAM SWITCHING
14676500 | DLMS-LnT | 053 | TCPIP_DLMS | GSM | Feeder | 4615 | 312 | F-II BLOCK | 218012 | BHOSARI RS
14675977 | DLMS-LnT | 053 | TCPIP_DLMS | GSM | Feeder | 4615 | 305 | 22 KV H A-I | 218012 | BHOSARI RS
14756289 | DLMS-LnT | 053 | TCPIP_DLMS | GSM | Feeder | 4615 | 320 | ICC DEVI GAURAV | 218012 | BHOSARI RS
14675978 | DLMS-LnT | 053 | TCPIP_DLMS | GSM | Feeder | 4615 | 306 | S- BLOCK | 218012 | BHOSARI RS
MSU11841 | Secure | 055 | TCPIP_Secure | GSM | Feeder | 4615 | 325 | PCMC WW EXPRESS | 218012 | BHOSARI RS
14675974 | DLMS-LnT | 053 | TCPIP_DLMS | GSM | Feeder | 4615 | 311 | AJMERA | 218012 | BHOSARI RS
MSE76286 | Secure | 055 | TCPIP_Secure | GSM | Feeder | 4615 | 302 | TIMES OF INDIA | 213333 | SECTOR 10 SWT/STN
15060450 | LnT | 053 | TCPIP_LnT_9600 | GSM | Feeder | 4596 | 303 | CHARHOLI PHATA | 213433 | ALANKAPURAM SWITCHING
14675979 | DLMS-LnT | 053 | TCPIP_DLMS | GSM | Feeder | 4615 | 307 | J BLOCK | 218012 | BHOSARI RS
14675975 | DLMS-LnT | 053 | TCPIP_DLMS | GSM | Feeder | 4615 | 314 | BHOSARIGAON | 218012 | BHOSARI RS
MSE76291 | Secure | 055 | TCPIP_Secure | GSM | Feeder | 4615 | 304 | SECTOR 12 | 213333 | SECTOR 10 SWT/STN
MSE76285 | Secure | 055 | TCPIP_Secure | GSM | Feeder | 4615 | 305 | SECTOR 11 | 213333 | SECTOR 10 SWT/STN
MSE76282 | Secure | 055 | TCPIP_Secure | GSM | Feeder | 4615 | 306 | KHADI M/C CHARHOLI | 213333 | SECTOR 10 SWT/STN
MSE76287 | Secure | 055 | TCPIP_Secure | GSM | Feeder | 4615 | 301 | SECTOR 7 | 213333 | SECTOR 10 SWT/STN
14676528 | DLMS-LnT | 053 | TCPIP_DLMS | GSM | Feeder | 4615 | 321 | T-BLOCK | 218012 | BHOSARI RS
14676532 | DLMS-LnT | 053 | TCPIP_DLMS | GSM | Feeder | 4615 | 309 | 22 KV HA-2 | 218012 | BHOSARI RS
14676531 | DLMS-LnT | 053 | TCPIP_DLMS | GSM | Feeder | 4615 | 317 | INDRAYANI NAGAR | 218012 | BHOSARI RS
14676504 | DLMS-LnT | 053 | TCPIP_DLMS | GSM | Feeder | 4615 | 310 | D-II BLOCK | 218012 | BHOSARI RS
MSE76283 | Secure | 055 | TCPIP_Secure | GSM | Feeder | 4615 | 308 | JALVAYUVIHAR | 213333 | SECTOR 10 SWT/STN
14676530 | DLMS-LnT | 053 | TCPIP_DLMS | GSM | Feeder | 4615 | 308 | RAJGURUNAGAR | 218012 | BHOSARI RS
MSE76284 | Secure | 055 | TCPIP_Secure | GSM | Feeder | 4615 | 307 | SPARE | 213333 | SECTOR 10 SWT/STN
14756292 | DLMS-LnT | 053 | TCPIP_DLMS | GSM | Feeder | 4615 | 316 | J-II BLOCK | 218012 | BHOSARI RS
X0403090 | DLMS-Secure | 055 | TCPIP_DLMS | GSM | Feeder | 4611 | 204 | 11 KV DEVAGI | 213023 | 22 KV SHARADA
MSB61586 | Secure | 055 | TCPIP_Secure | GSM | Feeder | 4611 | 203 | 11 KV SANJIVANI | 213370 | 22/11 KV DEVAGI SUBSTATION
X0400624 | DLMS-Secure | 055 | TCPIP_DLMS | GSM | Feeder | 4611 | 201 | 11KV B. I. RD | 213023 | 22 KV SHARADA
MSE99955 | Secure | 055 | TCPIP_Secure | GSM | Feeder | 4611 | 202 | 11 KV PYC GYMKHANA | 213370 | 22/11 KV DEVAGI SUBSTATION
MSB61607 | Secure | 055 | TCPIP_Secure | GSM | Feeder | 4611 | 201 | 11 KV SUMA SHILP | 213370 | 22/11 KV DEVAGI SUBSTATION
12560160 | DLMS-LnT | 053 | TCPIP_DLMS | GSM | Feeder | 4611 | 301 | 22 KV PARANJPE SCHEME | 213370 | 22/11 KV DEVAGI SUBSTATION
X0403315 | DLMS-Secure | 055 | TCPIP_DLMS | GSM | Feeder | 4611 | 208 | P.M.C. PLANT SEWAGE | 213023 | 22 KV SHARADA
X0402928 | DLMS-Secure | 055 | TCPIP_DLMS | GSM | Feeder | 4611 | 205 | 11 KV LAW COLLEGE ROAD | 213023 | 22 KV SHARADA
X0401403 | DLMS-Secure | 055 | TCPIP_DLMS | GSM | Feeder | 4611 | 203 | 11KV BHAGAT SINGH | 213023 | 22 KV SHARADA
X0403097 | DLMS-Secure | 055 | TCPIP_DLMS | GSM | Feeder | 4611 | 206 | 11 KV CARPET HOUSE | 213023 | 22 KV SHARADA
X0403306 | DLMS-Secure | 055 | TCPIP_DLMS | GSM | Feeder | 4611 | 207 | 11 KV SHARADA CENTRE | 213023 | 22 KV SHARADA
X0403089 | DLMS-Secure | 055 | TCPIP_DLMS | GSM | Feeder | 4611 | 202 | 11KV BHARATI NIWAS | 213023 | 22 KV SHARADA
14046262 | LnT | 053 | TCPIP_LnT_9600 | GSM | Feeder | 4613 | 303 | ARAI-2 | 213004 | 22/11KV SNDT
14046393 | LnT | 053 | TCPIP_LnT_9600 | GSM | Feeder | 4613 | 302 | ARAI-1 | 213004 | 22/11KV SNDT
X0399026 | DLMS-Secure | 055 | TCPIP_DLMS | GSM | Feeder | 4613 | 304 | 22 KV SAUDAMINI | 213020 | 22 KV LOKMANYA SWITCHING
X0399022 | DLMS-Secure | 055 | TCPIP_DLMS | GSM | Feeder | 4613 | 306 | 22 KV SUNDER NAGARI | 213020 | 22 KV LOKMANYA SWITCHING
MSP44204 | DLMS-Secure | 055 | TCPIP_DLMS | GSM | Feeder | 4613 | 205 | 11KV FILM ARCH | 213004 | 22/11KV SNDT
MSP44203 | DLMS-Secure | 055 | TCPIP_DLMS | GSM | Feeder | 4613 | 206 | 11KV KARVE RD | 213004 | 22/11KV SNDT
MSP44205 | DLMS-Secure | 055 | TCPIP_DLMS | GSM | Feeder | 4613 | 208 | 11 KV ALANKAR BACK FEED | 213004 | 22/11KV SNDT
GJU61248 | Secure | 055 | TCPIP_Secure | GSM | Feeder | 4613 | 202 | 11 KV PARAMHANS NAGAR | 213374 | 22/11 KV PETHKAR
GJU61246 | Secure | 055 | TCPIP_Secure | GSM | Feeder | 4613 | 201 | 11 KV PETHKAR SAMRAJYA | 213374 | 22/11 KV PETHKAR
17272518 | DLMS-LnT | 053 | TCPIP_DLMS | GSM | Feeder | 4613 | 301 | 22 KV PETHKAR O/G | 213374 | 22/11 KV PETHKAR
19645668 | DLMS-LnT | 053 | TCPIP_DLMS | GSM | Feeder | 4613 | 301 | 22 KV PUAD ROAD | 213004 | 22/11KV SNDT
X1459811 | DLMS-Secure | 055 | TCPIP_DLMS | GSM | Feeder | 4613 | 307 | 22 KV METRO OG4 | 213020 | 22 KV LOKMANYA SWITCHING
X1294781 | DLMS-Secure | 055 | TCPIP_DLMS | GSM | Feeder | 4613 | 302 | 22KV METRO OG3 | 213374 | 22/11 KV PETHKAR
MSP44207 | DLMS-Secure | 055 | TCPIP_DLMS | GSM | Feeder | 4613 | 201 | 11KV CHIPLUNKAR | 213004 | 22/11KV SNDT
MSP44206 | DLMS-Secure | 055 | TCPIP_DLMS | GSM | Feeder | 4613 | 203 | 11 KV KOTHRUD | 213004 | 22/11KV SNDT
MSP44208 | DLMS-Secure | 055 | TCPIP_DLMS | GSM | Feeder | 4613 | 207 | 11KV NAVI PETH | 213004 | 22/11KV SNDT
GJU61247 | Secure | 055 | TCPIP_Secure | GSM | Feeder | 4613 | 203 | 11 KV SHIVTIRTH NAGAR | 213374 | 22/11 KV PETHKAR
XB499196 | DLMS-Secure | 055 | TCPIP_DLMS | GSM | Feeder | 4613 | 305 | 22 KV VED BHAVAN | 213020 | 22 KV LOKMANYA SWITCHING
GJU06822 | Secure | 055 | TCPIP_Secure | GSM | Feeder | 4613 | 204 | 11 KV SUTARDARA | 213374 | 22/11 KV PETHKAR
14046379 | LnT | 053 | TCPIP_LnT_9600 | GSM | Feeder | 4613 | 304 | 22 KV SNDT PUMPING | 213004 | 22/11KV SNDT
GJU06825 | Secure | 055 | TCPIP_Secure | GSM | Feeder | 4614 | 205 | 11 KV GANAPATI MATHA | 213372 | 22/11KV ADITYA GARDEN CITY
GJU56200 | Secure | 055 | TCPIP_Secure | GSM | Feeder | 4614 | 202 | 11KV ATUL NAGAR | 213372 | 22/11KV ADITYA GARDEN CITY
07326714 | LnT | 053 | TCPIP_LNT | GSM | Feeder | 4614 | 206 | ADITYA GARDEN | 213008 | 22/11 KV DAHANUKAR
MSP35088 | Secure | 055 | TCPIP_Secure | GSM | Feeder | 4614 | 206 | 11 KV RAMNAGAR | 213372 | 22/11KV ADITYA GARDEN CITY
14756260 | DLMS-LnT | 053 | TCPIP_DLMS | GSM | Feeder | 4614 | 202 | 11KV GIRIJA SHANKAR VIHAR | 217028 | 132 KV KOTHRUD
14756261 | DLMS-LnT | 053 | TCPIP_DLMS | GSM | Feeder | 4614 | 209 | 11KV ANAND NIKETAN | 217028 | 132 KV KOTHRUD
14756298 | DLMS-LnT | 053 | TCPIP_DLMS | GSM | Feeder | 4614 | 305 | KIRLOSKAR CUMMINS | 217028 | 132 KV KOTHRUD
08024845 | DLMS-Genus | 065 | TCPIP_DLMS | GSM | Feeder | 4614 | 204 | 11 KV VIKRAM SOCIETY | 213307 | 22/11 KV KARVE NAGAR
GJU61232 | Secure | 055 | TCPIP_Secure | GSM | Feeder | 4614 | 202 | 11KV TAPODHAM | 213371 | 22/11KV KAKADE CITY
GJU56222 | Secure | 055 | TCPIP_Secure | GSM | Feeder | 4614 | 204 | 11KV MALWADI | 213371 | 22/11KV KAKADE CITY
MSB09041 | DLMS-Secure | 055 | TCPIP_DLMS | GSM | Feeder | 4614 | 304 | Ramnagar_GK | 213008 | 22/11 KV DAHANUKAR
GJU61234 | Secure | 055 | TCPIP_Secure | GSM | Feeder | 4614 | 203 | 11KV KAKADE CITY | 213371 | 22/11KV KAKADE CITY
GJU61235 | Secure | 055 | TCPIP_Secure | GSM | Feeder | 4614 | 201 | 11 KV SHRIRAM SOCIETY | 213371 | 22/11KV KAKADE CITY
14756299 | DLMS-LnT | 053 | TCPIP_DLMS | GSM | Feeder | 4614 | 309 | 22KV WARJE WATER WORKS | 217028 | 132 KV KOTHRUD
14756285 | DLMS-LnT | 053 | TCPIP_DLMS | GSM | Feeder | 4614 | 204 | 11 KV INDUSTRIAL | 217028 | 132 KV KOTHRUD
GJU06821 | Secure | 055 | TCPIP_Secure | GSM | Feeder | 4614 | 201 | 11KV GARDEN CITY | 213372 | 22/11KV ADITYA GARDEN CITY
14756262 | DLMS-LnT | 053 | TCPIP_DLMS | GSM | Feeder | 4614 | 201 | 11 KV NAV SAHYADRI | 217028 | 132 KV KOTHRUD
14756266 | DLMS-LnT | 053 | TCPIP_DLMS | GSM | Feeder | 4614 | 208 | 11KV KARVE NAGAR | 217028 | 132 KV KOTHRUD
18086671 | DLMS-LnT | 053 | TCPIP_DLMS | GSM | Feeder | 4614 | 206 | 11KV IMPERIAL PLAZA | 213490 | 22/11KV RATHI BEHERAY
X1459804 | DLMS-Secure | 055 | TCPIP_DLMS | GSM | Feeder | 4614 | 301 | 22KV METRO OG1 | 213490 | 22/11KV RATHI BEHERAY
14756267 | DLMS-LnT | 053 | TCPIP_DLMS | GSM | Feeder | 4614 | 207 | 11KV HINGNE | 217028 | 132 KV KOTHRUD
14756263 | DLMS-LnT | 053 | TCPIP_DLMS | GSM | Feeder | 4614 | 304 | 22 KV NAVIPETH | 217028 | 132 KV KOTHRUD
14756265 | DLMS-LnT | 053 | TCPIP_DLMS | GSM | Feeder | 4614 | 203 | 11 KV KOTHRUD | 217028 | 132 KV KOTHRUD
17272513 | DLMS-LnT | 053 | TCPIP_DLMS | GSM | Feeder | 4614 | 303 | GANDHI BHAVAN | 213008 | 22/11 KV DAHANUKAR
08024592 | DLMS-Genus | 065 | TCPIP_DLMS | GSM | Feeder | 4614 | 203 | 11 KV SWAPNA SHILPA | 213307 | 22/11 KV KARVE NAGAR
X0403317 | DLMS-Secure | 055 | TCPIP_DLMS | GSM | Feeder | 4614 | 203 | 11KV SHAHU COLONY | 213008 | 22/11 KV DAHANUKAR
19859010 | DLMS-LnT | 053 | TCPIP_DLMS | GSM | Feeder | 4614 | 301 | 22 KV KHADAKWASLA | 213443 | 22/11 KV URBAN GRAM
18063485 | DLMS-LnT | 053 | TCPIP_DLMS | GSM | Feeder | 4614 | 203 | 11 KV BHUJBAL TOWNSHIP | 213490 | 22/11KV RATHI BEHERAY
18048747 | DLMS-LnT | 053 | TCPIP_DLMS | GSM | Feeder | 4614 | 202 | 11KV RATHI BEHERAY | 213490 | 22/11KV RATHI BEHERAY
18109314 | DLMS-LnT | 053 | TCPIP_DLMS | GSM | Feeder | 4614 | 205 | 11 KV HILL VIEW RESIDENCY | 213490 | 22/11KV RATHI BEHERAY
X0399035 | DLMS-Secure | 055 | TCPIP_DLMS | GSM | Feeder | 4614 | 312 | 22 KV CTIPL 2 | 217028 | 132 KV KOTHRUD
14676236 | DLMS-LnT | 053 | TCPIP_DLMS | GSM | Feeder | 4614 | 203 | 11 KV DANGAT PATIL NAGAR | 213443 | 22/11 KV URBAN GRAM
12628176 | DLMS-LnT | 053 | TCPIP_DLMS | GSM | Feeder | 4614 | 202 | 11 KV UTTAMNAGAR | 213443 | 22/11 KV URBAN GRAM
12628175 | DLMS-LnT | 053 | TCPIP_DLMS | GSM | Feeder | 4614 | 201 | 11 KV KONDHAWE DHAWADE | 213443 | 22/11 KV URBAN GRAM
12627912 | LnT | 053 | TCPIP_LnT_9600 | GSM | Feeder | 4614 | 204 | 11 KV SHINDE PARK | 213443 | 22/11 KV URBAN GRAM
X1459803 | DLMS-Secure | 055 | TCPIP_DLMS | GSM | Feeder | 4614 | 302 | 22KV METRO OG2 | 213490 | 22/11KV RATHI BEHERAY
X0402143 | DLMS-Secure | 055 | TCPIP_DLMS | GSM | Feeder | 4614 | 201 | 11KV HAPPY COLONY | 213008 | 22/11 KV DAHANUKAR
18086599 | DLMS-LnT | 053 | TCPIP_DLMS | GSM | Feeder | 4614 | 204 | 11KV DUKKARKHIND | 213490 | 22/11KV RATHI BEHERAY
X0403328 | DLMS-Secure | 055 | TCPIP_DLMS | GSM | Feeder | 4614 | 207 | 11KV TIRUPATI NAGAR | 213008 | 22/11 KV DAHANUKAR
08024600 | DLMS-Genus | 065 | TCPIP_DLMS | GSM | Feeder | 4614 | 201 | 11KV SUSHIL GANGA | 213307 | 22/11 KV KARVE NAGAR
08024953 | DLMS-Genus | 065 | TCPIP_DLMS | GSM | Feeder | 4614 | 202 | 11KV GANESH NAGAR | 213307 | 22/11 KV KARVE NAGAR
08024475 | DLMS-Genus | 065 | TCPIP_DLMS | GSM | Feeder | 4614 | 206 | 11KV MEENATAI THAKARE NGR | 213307 | 22/11 KV KARVE NAGAR
XB449650 | DLMS-Secure | 055 | TCPIP_DLMS | GSM | Feeder | 4614 | 208 | 11 KV GANDHARV NAGARI | 213008 | 22/11 KV DAHANUKAR
17223976 | DLMS-LnT | 053 | TCPIP_DLMS | GSM | Feeder | 4614 | 302 | 22KV MULSHI | 213008 | 22/11 KV DAHANUKAR
17272512 | DLMS-LnT | 053 | TCPIP_DLMS | GSM | Feeder | 4614 | 303 | 22 KV NDA | 213371 | 22/11KV KAKADE CITY
GJU06824 | Secure | 055 | TCPIP_Secure | GSM | Feeder | 4614 | 204 | 11KV MANGESHKAR | 213372 | 22/11KV ADITYA GARDEN CITY
GJU06819 | Secure | 055 | TCPIP_Secure | GSM | Feeder | 4614 | 203 | 11KV VOILA | 213372 | 22/11KV ADITYA GARDEN CITY
07326716 | LnT | 053 | TCPIP_LNT | GSM | Feeder | 4614 | 205 | 11KV WARJE | 213008 | 22/11 KV DAHANUKAR
14675927 | DLMS-LnT | 053 | TCPIP_DLMS | GSM | Feeder | 4635 | 311 | Telco 2 | 218003 | CHINCHWAD
14675924 | DLMS-LnT | 053 | TCPIP_DLMS | GSM | Feeder | 4635 | 306 | Pirangut | 218003 | CHINCHWAD
17272511 | DLMS-LnT | 053 | TCPIP_DLMS | GSM | Feeder | 4635 | 302 | 22 KV DALVINAGAR | 213382 | 22 KV MIND SPACE S/W
MSU11164 | Secure | 055 | TCPIP_Secure | GSM | Feeder | 4635 | 302 | MITHRAS PARK | 213353 | KUNAL ICON
13063072 | LnT | 053 | TCPIP_LnT_9600 | GSM | Feeder | 4635 | 301 | SECTOR 29 | 213434 | 22 KV PRADHIKARAN SWITCHING S/S
15010359 | LnT | 053 | TCPIP_LnT_9600 | GSM | Feeder | 4635 | 303 | 22 KV VIKASNAGAR | 213434 | 22 KV PRADHIKARAN SWITCHING S/S
13063046 | LnT | 053 | TCPIP_LnT_9600 | GSM | Feeder | 4635 | 304 | 22 KV SHINDEWASTI FEEDER | 213434 | 22 KV PRADHIKARAN SWITCHING S/S
17090528 | LnT | 053 | TCPIP_LnT_9600 | GSM | Feeder | 4635 | 301 | 22 KV KESHAVNAGAR | 213378 | ELPRO SWITCHING STATION
13063061 | LnT | 053 | TCPIP_LnT_9600 | GSM | Feeder | 4635 | 305 | 22 KV PRAKASHGAD | 213434 | 22 KV PRADHIKARAN SWITCHING S/S
17090531 | LnT | 053 | TCPIP_LnT_9600 | GSM | Feeder | 4635 | 303 | 22 KV ELPRO FEEDER | 213378 | ELPRO SWITCHING STATION
03002746 | Genus | 065 | TCPIP_Genus | GSM | Feeder | 4635 | 302 | CHAHUL | 213361 | 22 KV GANESHAM S/W
MS906879 | Secure | 055 | TCPIP_Secure | GSM | Feeder | 4635 | 303 | SAI GARDEN | 213361 | 22 KV GANESHAM S/W
05126325 | Elster | 057 | TCPIP_Elster_RS232 | GSM | Feeder | 4635 | 301 | 22 KV LOKMANYA HOSPITAL | 213382 | 22 KV MIND SPACE S/W
MSU11157 | Secure | 055 | TCPIP_Secure | GSM | Feeder | 4635 | 301 | ROSELAND | 213353 | KUNAL ICON
MS906881 | Secure | 055 | TCPIP_Secure | GSM | Feeder | 4635 | 301 | 22 KV GANESHAM SOC. NO. 1 | 213361 | 22 KV GANESHAM S/W
00466578 | DLMS-HPL | 076 | TCPIP_DLMS | GSM | Feeder | 4635 | 303 | QUEENS TOWN RMU NO. 1 | 213382 | 22 KV MIND SPACE S/W
00466580 | DLMS-HPL | 076 | TCPIP_DLMS | GSM | Feeder | 4635 | 304 | QUEENS TOWN RMU NO. 2 | 213382 | 22 KV MIND SPACE S/W
14676232 | DLMS-LnT | 053 | TCPIP_DLMS | GSM | Feeder | 4635 | 319 | Dehuroad | 218003 | CHINCHWAD
17223982 | DLMS-LnT | 053 | TCPIP_DLMS | GSM | Feeder | 4635 | 314 | Telco 1 | 218003 | CHINCHWAD
X0399017 | DLMS-Secure | 055 | TCPIP_DLMS | GSM | Feeder | 4635 | 304 | RUSTON | 218003 | CHINCHWAD
00466575 | DLMS-HPL | 076 | TCPIP_DLMS | GSM | Feeder | 4635 | 305 | QUEENS TOWN RMU NO. 3 | 213382 | 22 KV MIND SPACE S/W
17223977 | DLMS-LnT | 053 | TCPIP_DLMS | GSM | Feeder | 4635 | 306 | GAWADE COLONY | 213378 | ELPRO SWITCHING STATION
17272498 | DLMS-LnT | 053 | TCPIP_DLMS | GSM | Feeder | 4635 | 302 | 22 KV GOKHALE PARK | 213378 | ELPRO SWITCHING STATION
14676477 | DLMS-LnT | 053 | TCPIP_DLMS | GSM | Feeder | 4635 | 315 | Mahindra | 218003 | CHINCHWAD
14676467 | DLMS-LnT | 053 | TCPIP_DLMS | GSM | Feeder | 4635 | 305 | SKF | 218003 | CHINCHWAD
00566564 | DLMS-HPL | 076 | TCPIP_DLMS | GSM | Feeder | 4635 | 305 | SHRIDHARNAGAR | 213378 | ELPRO SWITCHING STATION
MSU11168 | Secure | 055 | TCPIP_Secure | GSM | Feeder | 4635 | 306 | GHARONDA | 213353 | KUNAL ICON
MSE79416 | Secure | 055 | TCPIP_Secure | GSM | Feeder | 4635 | 303 | 22 KV KUNAL ICON | 213353 | KUNAL ICON
14676478 | DLMS-LnT | 053 | TCPIP_DLMS | GSM | Feeder | 4635 | 316 | TELCO | 218003 | CHINCHWAD
MSB04480 | Secure | 055 | TCPIP_Secure | GSM | Feeder | 4635 | 305 | VAJANKATA | 213353 | KUNAL ICON
MSE80409 | Secure | 055 | TCPIP_Secure | GSM | Feeder | 4635 | 304 | RAINBOW | 213353 | KUNAL ICON
14756400 | DLMS-LnT | 053 | TCPIP_DLMS | GSM | Feeder | 4635 | 329 | VETAL NAGAR | 218003 | CHINCHWAD
MSE80408 | Secure | 055 | TCPIP_Secure | GSM | Feeder | 4635 | 307 | ATUL ENTERPRISES | 213353 | KUNAL ICON
00466515 | DLMS-HPL | 076 | TCPIP_DLMS | GSM | Feeder | 4635 | 317 | 22 KV BAJAJ-II | 218003 | CHINCHWAD
MSE85980 | Secure | 055 | TCPIP_Secure | GSM | Feeder | 4635 | 320 | LIS | 218003 | CHINCHWAD
14676479 | DLMS-LnT | 053 | TCPIP_DLMS | GSM | Feeder | 4635 | 321 | 22 KV MIDC | 218003 | CHINCHWAD
MSP37679 | Secure | 055 | TCPIP_Secure | GSM | Feeder | 4593 | 304 | 22 KV D Y PATIL | 213359 | 22/22KV SWARGANGA SWITCHING STATION
MS919765 | Secure | 055 | TCPIP_Secure | GSM | Feeder | 4593 | 303 | 22 KV YCM | 213359 | 22/22KV SWARGANGA SWITCHING STATION
MSE85898 | Secure | 055 | TCPIP_Secure | GSM | Feeder | 4593 | 308 | 22 KV J N MARSHAL | 213018 | 22/22 KV CIRT SWITCHING STATION
MS905229 | Secure | 055 | TCPIP_Secure | GSM | Feeder | 4593 | 302 | 22 KV GANGASKY | 213359 | 22/22KV SWARGANGA SWITCHING STATION
MSB10323 | Secure | 055 | TCPIP_Secure | GSM | Feeder | 4593 | 306 | 22 KV CME | 213018 | 22/22 KV CIRT SWITCHING STATION
MSE85899 | Secure | 055 | TCPIP_Secure | GSM | Feeder | 4593 | 307 | 22 KV CIRT | 213018 | 22/22 KV CIRT SWITCHING STATION
MSE85901 | Secure | 055 | TCPIP_Secure | GSM | Feeder | 4593 | 305 | 22 KV MORRIS | 213018 | 22/22 KV CIRT SWITCHING STATION
X0402932 | DLMS-Secure | 055 | TCPIP_DLMS | GSM | Feeder | 4593 | 305 | METRO TSS 15 | 213356 | 22/22 KV SUKHWANI SWITCHING STATION
17272488 | DLMS-LnT | 053 | TCPIP_DLMS | GSM | Feeder | 4593 | 301 | 22 KV S T STAND | 213356 | 22/22 KV SUKHWANI SWITCHING STATION
17223975 | DLMS-LnT | 053 | TCPIP_DLMS | GSM | Feeder | 4593 | 303 | 22 KV SUKHWANI CAMPUS | 213356 | 22/22 KV SUKHWANI SWITCHING STATION
12628061 | DLMS-LnT | 053 | TCPIP_DLMS | GSM | Feeder | 4593 | 304 | 22 KV SHANKARWADI | 213356 | 22/22 KV SUKHWANI SWITCHING STATION
TNB03107 | Secure | 055 | TCPIP_Secure | GSM | Feeder | 4593 | 301 | 22 KV SWARGANGA | 213359 | 22/22KV SWARGANGA SWITCHING STATION
XG476864 | DLMS-Secure | 055 | TCPIP_DLMS | GSM | Feeder | 4593 | 306 | METRO TSS 18 | 213356 | 22/22 KV SUKHWANI SWITCHING STATION
12628561 | DLMS-LnT | 053 | TCPIP_DLMS | GSM | Feeder | 4593 | 302 | 22 KV ACHARYA ATRE | 213356 | 22/22 KV SUKHWANI SWITCHING STATION
MSB10322 | Secure | 055 | TCPIP_Secure | GSM | Feeder | 4593 | 303 | 22 KV KHARALWADI | 213018 | 22/22 KV CIRT SWITCHING STATION
MSP37564 | Secure | 055 | TCPIP_Secure | GSM | Feeder | 4594 | 303 | 22 KV EMPIRE SQUARE | 213329 | 22/22 KV EMPIRE SWITCHING STATION
08024587 | DLMS-Genus | 065 | TCPIP_DLMS | GSM | Feeder | 4594 | 304 | BHANDARI FEEDER | 213329 | 22/22 KV EMPIRE SWITCHING STATION
MSE73148 | Secure | 055 | TCPIP_Secure | GSM | Feeder | 4594 | 301 | 22 KV MAHINDRA ROYAL PH I | 213341 | 22/22 KV MAHINDRA ROYAL SWITCHING STATION
MSE73000 | Secure | 055 | TCPIP_Secure | GSM | Feeder | 4594 | 301 | 22 KV EMPIRE PHASE 1 | 213329 | 22/22 KV EMPIRE SWITCHING STATION
MSU09061 | Secure | 055 | TCPIP_Secure | GSM | Feeder | 4594 | 302 | 22 KV EMPIRE PHASE 2 | 213329 | 22/22 KV EMPIRE SWITCHING STATION
MSB10336 | Secure | 055 | TCPIP_Secure | GSM | Feeder | 4594 | 304 | 22 KV JAWALKARWASTI | 213015 | 22/22 KV PIMPRI SWITCHING STATION
MSB03206 | Secure | 055 | TCPIP_Secure | GSM | Feeder | 4594 | 305 | 22 KV PMT KSB | 213341 | 22/22 KV MAHINDRA ROYAL SWITCHING STATION
MSE85902 | Secure | 055 | TCPIP_Secure | GSM | Feeder | 4593 | 304 | 22 KV S T NAGAR | 213018 | 22/22 KV CIRT SWITCHING STATION
MSE85897 | Secure | 055 | TCPIP_Secure | GSM | Feeder | 4594 | 306 | 22 KV WAGHERE | 213015 | 22/22 KV PIMPRI SWITCHING STATION
XC427807 | DLMS-Secure | 055 | TCPIP_DLMS | GSM | Feeder | 4594 | 306 | 22 KV NEW KHARALWADI | 213483 | 22 /11 KV MHADA SUBSTATION
XG476954 | DLMS-Secure | 055 | TCPIP_DLMS | GSM | Feeder | 4594 | 301 | 22 KV MHADA 1 | 213509 | MHADA PIMPRI WAGHERE
X1561526 | DLMS-Secure | 055 | TCPIP_DLMS | GSM | Feeder | 4594 | 205 | CENTRALIS-II | 213483 | 22 /11 KV MHADA SUBSTATION
XG438014 | DLMS-Secure | 055 | TCPIP_DLMS | GSM | Feeder | 4594 | 204 | CENTRALIS-I | 213483 | 22 /11 KV MHADA SUBSTATION
XC427808 | DLMS-Secure | 055 | TCPIP_DLMS | GSM | Feeder | 4594 | 202 | 11 KV SHARAYU | 213483 | 22 /11 KV MHADA SUBSTATION
00566607 | DLMS-HPL | 076 | TCPIP_DLMS | GSM | Feeder | 4594 | 301 | MORWADI | 213483 | 22 /11 KV MHADA SUBSTATION
MSE73111 | Secure | 055 | TCPIP_Secure | GSM | Feeder | 4594 | 302 | 22 KV MAHINDRA ROYAL PH II | 213341 | 22/22 KV MAHINDRA ROYAL SWITCHING STATION
MSB10326 | Secure | 055 | TCPIP_Secure | GSM | Feeder | 4594 | 301 | SHRINAGAR | 213015 | 22/22 KV PIMPRI SWITCHING STATION
MSE85989 | Secure | 055 | TCPIP_Secure | GSM | Feeder | 4594 | 307 | 22 KV GEC | 213015 | 22/22 KV PIMPRI SWITCHING STATION
MSE85904 | Secure | 055 | TCPIP_Secure | GSM | Feeder | 4594 | 302 | 22 KV SANGAVI | 213015 | 22/22 KV PIMPRI SWITCHING STATION
MSB03606 | Secure | 055 | TCPIP_Secure | GSM | Feeder | 4594 | 304 | 22 KV MASULKAR COLONY | 213341 | 22/22 KV MAHINDRA ROYAL SWITCHING STATION
00566633 | DLMS-HPL | 076 | TCPIP_DLMS | GSM | Feeder | 4594 | 201 | 11 KV SARSWATI | 213483 | 22 /11 KV MHADA SUBSTATION
MSB10327 | Secure | 055 | TCPIP_Secure | GSM | Feeder | 4594 | 308 | 22 KV GANESHAM | 213015 | 22/22 KV PIMPRI SWITCHING STATION
17271136 | DLMS-LnT | 053 | TCPIP_DLMS | GSM | Feeder | 4636 | 312 | 22 KV MARUNJI FEEDER | 218053 | 220/22 KV HINJAWADI PH- II SUB STATION
17270937 | DLMS-LnT | 053 | TCPIP_DLMS | GSM | Feeder | 4636 | 304 | 22 KV O/G FEEDER NO.6 SUNWAY | 218060 | 220/22 KV PEGASUS SUBSTATION
17270939 | DLMS-LnT | 053 | TCPIP_DLMS | GSM | Feeder | 4636 | 301 | 22 KV O/G NO.5 SPLENDAR | 218060 | 220/22 KV PEGASUS SUBSTATION
13020411 | LnT | 053 | TCPIP_LnT_9600 | GSM | Feeder | 4636 | 303 | 22 KV PSC PACIFIC MALL | 213451 | 22/22 KV PSC PACFFIC SWITCHING
13026601 | LnT | 053 | TCPIP_LnT_9600 | GSM | Feeder | 4636 | 304 | 22 KV SHOP AREA RMU (O/G 3) | 213451 | 22/22 KV PSC PACFFIC SWITCHING
12484396 | LnT | 053 | TCPIP_LnT_9600 | GSM | Feeder | 4636 | 302 | 22 KV E-SQUARE | 213451 | 22/22 KV PSC PACFFIC SWITCHING
17270934 | DLMS-LnT | 053 | TCPIP_DLMS | GSM | Feeder | 4636 | 308 | 22 KV SLIMFIT FEEDER | 218056 | 220/22 KV FLAGSHIP SUBSTATION
03002661 | Genus | 065 | TCPIP_Genus | GSM | Feeder | 4636 | 305 | 22 KV ROYAL RAHATGI FEEDER | 213360 | 22/22 KV PARK STREET SWITCHING
13063000 | LnT | 053 | TCPIP_LnT_9600 | GSM | Feeder | 4636 | 303 | 22 KV INDOGLOBAL SOFT SOL. | 213424 | 22/22 KV HINJEWADI PH.I SWITCHING
SIE02316 | Secure | 055 | TCPIP_Secure | GSM | Feeder | 4636 | 302 | 22 KV DLF BLOCK-2 FEEDER | 213369 | 22/22 KV DLF SWITCHING
MSE99893 | Secure | 055 | TCPIP_Secure | GSM | Feeder | 4636 | 301 | 22 KV MOUNT VERT FEEDER | 213402 | 22/22 KV SONIGRA KESAR SWITCHING
15010224 | LnT | 053 | TCPIP_LnT_9600 | GSM | Feeder | 4636 | 304 | 22 KV SANGRIA-II | 213397 | 22/22 KV PEAGASES SWICHING
MSP45495 | Secure | 055 | TCPIP_Secure | GSM | Feeder | 4636 | 302 | 22 KV T/F ROOM | 213422 | 22 KV BASE REALTY SWITCHING
MSP45498 | Secure | 055 | TCPIP_Secure | GSM | Feeder | 4636 | 301 | 22 KV BASE REALTY | 213422 | 22 KV BASE REALTY SWITCHING
SIE02319 | Secure | 055 | TCPIP_Secure | GSM | Feeder | 4636 | 305 | 22 KV DLF BLOCK COMMAN FEEDER | 213369 | 22/22 KV DLF SWITCHING
13012828 | LnT | 053 | TCPIP_LnT_9600 | GSM | Feeder | 4636 | 302 | 22 KV RMU-2 | 213441 | 22/22 KV IBP SWITCHING
MSP33906 | Secure | 055 | TCPIP_Secure | GSM | Feeder | 4636 | 303 | 22 KV MISTIC FEEDER | 213397 | 22/22 KV PEAGASES SWICHING
MSP41840 | Secure | 055 | TCPIP_Secure | GSM | Feeder | 4636 | 304 | TACO-2 (BASE REALITY) | 213422 | 22 KV BASE REALTY SWITCHING
MHD00113 | Secure | 055 | TCPIP_Secure | GSM | Feeder | 4636 | 303 | 22 KV DLF BLOCK-3 FEEDER | 213369 | 22/22 KV DLF SWITCHING
SIE02317 | Secure | 055 | TCPIP_Secure | GSM | Feeder | 4636 | 301 | 22 KV DLF BLOCK-1 FEEDER | 213369 | 22/22 KV DLF SWITCHING
MS906870 | Secure | 055 | TCPIP_Secure | GSM | Feeder | 4636 | 304 | 22 KV ROW HOUSE FEEDER | 213360 | 22/22 KV PARK STREET SWITCHING
MS906872 | Secure | 055 | TCPIP_Secure | GSM | Feeder | 4636 | 303 | 22 KV TOPAZ PARK FEEDER | 213360 | 22/22 KV PARK STREET SWITCHING
MS906845 | Secure | 055 | TCPIP_Secure | GSM | Feeder | 4636 | 303 | 22 KV WIND WORD(MALPANI GREEN) FEEDER | 213402 | 22/22 KV SONIGRA KESAR SWITCHING
MS906869 | Secure | 055 | TCPIP_Secure | GSM | Feeder | 4636 | 301 | 22 KV RUBY PARK FEEDER | 213360 | 22/22 KV PARK STREET SWITCHING
MS906864 | Secure | 055 | TCPIP_Secure | GSM | Feeder | 4636 | 302 | 22 KV SAPHIRE PARK | 213360 | 22/22 KV PARK STREET SWITCHING
00693478 | DLMS-HPL | 076 | TCPIP_DLMS | GSM | Feeder | 4636 | 301 | 22 KV NAVI SANGAVI FEEDERI | 213357 | 22/22 KV PWD SWITCHING
08024473 | DLMS-Genus | 065 | TCPIP_Genus | GSM | Feeder | 4636 | 201 | 11 KV KADAMWASTI | 213460 | 22/11 KV BENCH MARK S/STN.
14756310 | DLMS-LnT | 053 | TCPIP_DLMS | GSM | Feeder | 4636 | 304 | 22 KV HOTEL PLAZA | 218056 | 220/22 KV FLAGSHIP SUBSTATION
MSE85986 | Secure | 055 | TCPIP_Secure | GSM | Feeder | 4636 | 302 | 22 KV MADHUBAN FEEDER | 217050 | 132/22 KV RAHATANI SUB STATION
14675819 | DLMS-LnT | 053 | TCPIP_DLMS | GSM | Feeder | 4636 | 308 | 22 KV MAHULANGE FEEDER | 218039 | 220/22 KV HINJAWADI PHASE-I SUB STATION
14676569 | DLMS-LnT | 053 | TCPIP_DLMS | GSM | Feeder | 4636 | 310 | 22 KV TATA TECH FEEDER | 218039 | 220/22 KV HINJAWADI PHASE-I SUB STATION
14756307 | DLMS-LnT | 053 | TCPIP_DLMS | GSM | Feeder | 4636 | 301 | 22 KV IT 1 | 218056 | 220/22 KV FLAGSHIP SUBSTATION
MSE85982 | Secure | 055 | TCPIP_Secure | GSM | Feeder | 4636 | 301 | 22 KV INFOTECH FEEDER | 218039 | 220/22 KV HINJAWADI PHASE-I SUB STATION
MSB03596 | Secure | 055 | TCPIP_Secure | GSM | Feeder | 4636 | 309 | 22 KV INFOSYS FEEDER | 218039 | 220/22 KV HINJAWADI PHASE-I SUB STATION
14675820 | DLMS-LnT | 053 | TCPIP_DLMS | GSM | Feeder | 4636 | 314 | 22 KV WIPRO FEEDER | 218053 | 220/22 KV HINJAWADI PH- II SUB STATION
SIE02321 | Secure | 055 | TCPIP_Secure | GSM | Feeder | 4636 | 304 | 22 KV DLF BLOCK 4 FEEDER | 213369 | 22/22 KV DLF SWITCHING
13026599 | LnT | 053 | TCPIP_LnT_9600 | GSM | Feeder | 4636 | 301 | 22 KV HOTEL GATEWAY | 213451 | 22/22 KV PSC PACFFIC SWITCHING
MSE76281 | Secure | 055 | TCPIP_Secure | GSM | Feeder | 4636 | 205 | 22 KV L & T FEEDER(PHASE-II) | 213212 | 22/11 HINJWADI SUB STATION
X0402138 | DLMS-Secure | 055 | TCPIP_DLMS | GSM | Feeder | 4636 | 303 | 22KV RMU -5(HINJEWADI PH-III SW) | 213478 | 22/22KV HINJEWADI PH-III SWITCHING
X0401430 | DLMS-Secure | 055 | TCPIP_DLMS | GSM | Feeder | 4636 | 303 | 22KV O/G I (R.R.MEGACITY) | 213452 | 22/22 HV R.R MEGA CITY SWITCHING
X0402933 | DLMS-Secure | 055 | TCPIP_DLMS | GSM | Feeder | 4636 | 302 | 22 KV SHITOLE NAGAR FEEDER | 213357 | 22/22 KV PWD SWITCHING
X0403327 | DLMS-Secure | 055 | TCPIP_DLMS | GSM | Feeder | 4636 | 303 | 22 ANAND NAGAR FEEDER | 213357 | 22/22 KV PWD SWITCHING
19858816 | DLMS-LnT | 053 | TCPIP_DLMS | GSM | Feeder | 4636 | 303 | 22KV SKY LINE | 213426 | 22/22 KV PRESTINE PROLIFE SWITCHING STN.
X0399037 | DLMS-Secure | 055 | TCPIP_DLMS | GSM | Feeder | 4636 | 302 | 22 KV TECH MAHINDRA FEEDER | 218053 | 220/22 KV HINJAWADI PH- II SUB STATION
08024945 | DLMS-Genus | 065 | TCPIP_DLMS | GSM | Feeder | 4636 | 302 | 22KV KALPATARU ESTATE | 213425 | 22/22KV KALPATARU SWITCHING STATION
X0400617 | DLMS-Secure | 055 | TCPIP_DLMS | GSM | Feeder | 4636 | 305 | 22KV KPIT (HINJEWADI PH-III SW) | 213478 | 22/22KV HINJEWADI PH-III SWITCHING
X0398723 | DLMS-Secure | 055 | TCPIP_DLMS | GSM | Feeder | 4636 | 304 | 22KV RMU -6(HINJEWADI PH-III SW) | 213478 | 22/22KV HINJEWADI PH-III SWITCHING
X0402926 | DLMS-Secure | 055 | TCPIP_DLMS | GSM | Feeder | 4636 | 301 | 22KV RMU -2(HINJEWADI PH-III SW) | 213478 | 22/22KV HINJEWADI PH-III SWITCHING
12628179 | DLMS-LnT | 053 | TCPIP_DLMS | GSM | Feeder | 4636 | 304 | 22 KV WAKAD ROAD FEEDER | 213358 | 22/22 KV ADITYA BIRLA SWITCHING
XG476803 | DLMS-Secure | 055 | TCPIP_DLMS | GSM | Feeder | 4636 | 305 | GODREJ ELEMENT FEEDER | 213452 | 22/22 HV R.R MEGA CITY SWITCHING
X1561522 | DLMS-Secure | 055 | TCPIP_DLMS | GSM | Feeder | 4636 | 306 | 22 KV HARKRISH PROPERTY | 213422 | 22 KV BASE REALTY SWITCHING
XC478147 | DLMS-Secure | 055 | TCPIP_DLMS | GSM | Feeder | 4636 | 202 | 11KV PALADIO | 213475 | 22/11 KV AKSHARLAND S/STN
X0402927 | DLMS-Secure | 055 | TCPIP_DLMS | GSM | Feeder | 4636 | 306 | 22KV MELANGE | 213478 | 22/22KV HINJEWADI PH-III SWITCHING
X0853685 | DLMS-Secure | 055 | TCPIP_DLMS | GSM | Feeder | 4636 | 308 | 22 KV WALHEKARWADIGAON FEEDER | 213358 | 22/22 KV ADITYA BIRLA SWITCHING
17272515 | DLMS-LnT | 053 | TCPIP_DLMS | GSM | Feeder | 4636 | 301 | 22 KV PRASUNDHAM FEEDER | 213358 | 22/22 KV ADITYA BIRLA SWITCHING
17272514 | DLMS-LnT | 053 | TCPIP_DLMS | GSM | Feeder | 4636 | 303 | 22 KV ADITYA BIRLA FEEDER | 213358 | 22/22 KV ADITYA BIRLA SWITCHING
17223966 | DLMS-LnT | 053 | TCPIP_DLMS | GSM | Feeder | 4636 | 301 | 22 KV SANSKRUTI FEEDER | 213368 | 22/22 KV SANSKRUTI SWITCHING
X0398718 | DLMS-Secure | 055 | TCPIP_DLMS | GSM | Feeder | 4636 | 201 | 11 KV RMU-2 FEEDER | 213212 | 22/11 HINJWADI SUB STATION
X0403068 | DLMS-Secure | 055 | TCPIP_DLMS | GSM | Feeder | 4636 | 202 | 11 KV GINOVA BIO FEEDER | 213212 | 22/11 HINJWADI SUB STATION
X0402921 | DLMS-Secure | 055 | TCPIP_DLMS | GSM | Feeder | 4636 | 206 | 11 KV GERA IMPERIUM RISE | 213212 | 22/11 HINJWADI SUB STATION
X0400621 | DLMS-Secure | 055 | TCPIP_DLMS | GSM | Feeder | 4636 | 204 | 11 KV RMU III & IV FEEDER | 213212 | 22/11 HINJWADI SUB STATION
X0402137 | DLMS-Secure | 055 | TCPIP_DLMS | GSM | Feeder | 4636 | 301 | 11 KV MALWADI FEEDER | 213449 | 22/11 KV PETHKAR SUB STATION
X0403335 | DLMS-Secure | 055 | TCPIP_DLMS | GSM | Feeder | 4636 | 302 | 11 KV LEAGACY FEEDER | 213449 | 22/11 KV PETHKAR SUB STATION
X0403079 | DLMS-Secure | 055 | TCPIP_DLMS | GSM | Feeder | 4636 | 303 | 11 KV PUNAWALE FEEDER | 213449 | 22/11 KV PETHKAR SUB STATION
X0400615 | DLMS-Secure | 055 | TCPIP_DLMS | GSM | Feeder | 4636 | 304 | 11KV PETHKAR | 213449 | 22/11 KV PETHKAR SUB STATION
XG476804 | DLMS-Secure | 055 | TCPIP_DLMS | GSM | Feeder | 4636 | 304 | GODREJ 24 FEEDER | 213452 | 22/22 HV R.R MEGA CITY SWITCHING
08023277 | DLMS-Genus | 065 | TCPIP_DLMS | GSM | Feeder | 4636 | 204 | 11KV BENCHMARK | 213460 | 22/11 KV BENCH MARK S/STN.
MSP41453 | Secure | 055 | TCPIP_Secure | GSM | Feeder | 4636 | 302 | KOLTE PATIL | 284050 | 22/22 KV WATER EDGE SWITCHING STATION
08024477 | DLMS-Genus | 065 | TCPIP_DLMS | GSM | Feeder | 4636 | 202 | 11 KV BALAJI MANDIR | 213460 | 22/11 KV BENCH MARK S/STN.
08024474 | DLMS-Genus | 065 | TCPIP_DLMS | GSM | Feeder | 4636 | 203 | 11 KV KATEWASTI | 213460 | 22/11 KV BENCH MARK S/STN.
X0402146 | DLMS-Secure | 055 | TCPIP_DLMS | GSM | Feeder | 4636 | 302 | 22KV RMU -4(HINJEWADI PH-III SW) | 213478 | 22/22KV HINJEWADI PH-III SWITCHING
14676568 | DLMS-LnT | 053 | TCPIP_DLMS | GSM | Feeder | 4636 | 302 | 22 KV TATHWADE FEEDER | 218039 | 220/22 KV HINJAWADI PHASE-I SUB STATION
14676572 | DLMS-LnT | 053 | TCPIP_DLMS | GSM | Feeder | 4636 | 307 | 22 KV COGNIZANT FEEDER | 218039 | 220/22 KV HINJAWADI PHASE-I SUB STATION
14676566 | DLMS-LnT | 053 | TCPIP_DLMS | GSM | Feeder | 4636 | 303 | 22 KV JAGTAP DAIRY FEEDER | 218039 | 220/22 KV HINJAWADI PHASE-I SUB STATION
17272519 | DLMS-LnT | 053 | TCPIP_DLMS | GSM | Feeder | 4636 | 301 | 22 KV PADAMAJI GREENS FEEDER | 213398 | 22/22 KV PADAMAJI SWICHING
17270941 | DLMS-LnT | 053 | TCPIP_DLMS | GSM | Feeder | 4636 | 305 | 22 KV TCS FEEDER | 218053 | 220/22 KV HINJAWADI PH- II SUB STATION
17270935 | DLMS-LnT | 053 | TCPIP_DLMS | GSM | Feeder | 4636 | 305 | 22 KV O/G NO.3 SPARKLET | 218060 | 220/22 KV PEGASUS SUBSTATION
07410242 | LnT | 053 | TCPIP_LNT | GSM | Feeder | 4636 | 203 | 11 KV RMU I FEEDER | 213212 | 22/11 HINJWADI SUB STATION
13045334 | LnT | 053 | TCPIP_LnT_9600 | GSM | Feeder | 4636 | 303 | 22 KV RMU-3 | 213441 | 22/22 KV IBP SWITCHING
XC588796 | DLMS-Secure | 055 | TCPIP_DLMS | GSM | Feeder | 4636 | 304 | 22 KV KOLTE PATIL (GREEN OLIVE)FEEDER | 213424 | 22/22 KV HINJEWADI PH.I SWITCHING
17270933 | DLMS-LnT | 053 | TCPIP_DLMS | GSM | Feeder | 4636 | 308 | 22 KV IBP-I FEEDER | 218053 | 220/22 KV HINJAWADI PH- II SUB STATION
14676499 | DLMS-LnT | 053 | TCPIP_DLMS | GSM | Feeder | 4636 | 304 | 22 KV DYNASTY EXP. FEEDER | 218053 | 220/22 KV HINJAWADI PH- II SUB STATION
XC478146 | DLMS-Secure | 055 | TCPIP_DLMS | GSM | Feeder | 4636 | 201 | 11KV AKSHARLAND SOCIETY | 213475 | 22/11 KV AKSHARLAND S/STN
13045353 | LnT | 053 | TCPIP_LnT_9600 | GSM | Feeder | 4636 | 304 | 22KV PUNE EMBASSY | 213441 | 22/22 KV IBP SWITCHING
MSP33905 | Secure | 055 | TCPIP_Secure | GSM | Feeder | 4636 | 302 | 22 KV SPARKLET/MISTIC COMMON FEEDER | 213397 | 22/22 KV PEAGASES SWICHING
14756308 | DLMS-LnT | 053 | TCPIP_DLMS | GSM | Feeder | 4636 | 302 | 22 KV SOCIETY NO. 2 | 218056 | 220/22 KV FLAGSHIP SUBSTATION
14675791 | DLMS-LnT | 053 | TCPIP_DLMS | GSM | Feeder | 4636 | 301 | 22 KV RAISONI FEEDER | 218053 | 220/22 KV HINJAWADI PH- II SUB STATION
14756305 | DLMS-LnT | 053 | TCPIP_DLMS | GSM | Feeder | 4636 | 311 | 22 KV COGNIGENT FEEDER | 218053 | 220/22 KV HINJAWADI PH- II SUB STATION
14756218 | DLMS-LnT | 053 | TCPIP_DLMS | GSM | Feeder | 4636 | 301 | 22 KV RAHATANI FEEDER | 217050 | 132/22 KV RAHATANI SUB STATION
14756387 | DLMS-LnT | 053 | TCPIP_DLMS | GSM | Feeder | 4636 | 311 | 22 KV GARRISON ENGINEER | 217050 | 132/22 KV RAHATANI SUB STATION
11094161 | LnT | 053 | TCPIP_LnT_9600 | GSM | Feeder | 4636 | 302 | 22 KV EDEN TOWER | 213426 | 22/22 KV PRESTINE PROLIFE SWITCHING STN.
XD412970 | DLMS-Secure | 055 | TCPIP_DLMS | GSM | Feeder | 4636 | 201 | 11KV EON HOMES | 213480 | 22/11 KV EON HOMES SUB STATION
MSP35094 | Secure | 055 | TCPIP_Secure | GSM | Feeder | 4636 | 301 | WATER EDGE | 284050 | 22/22 KV WATER EDGE SWITCHING STATION
14675822 | DLMS-LnT | 053 | TCPIP_DLMS | GSM | Feeder | 4636 | 313 | 22 KV PATNI FEEDER | 218053 | 220/22 KV HINJAWADI PH- II SUB STATION
14675818 | DLMS-LnT | 053 | TCPIP_DLMS | GSM | Feeder | 4636 | 311 | 22 KV SADGURU FEEDER | 218039 | 220/22 KV HINJAWADI PHASE-I SUB STATION
MSE99906 | Secure | 055 | TCPIP_Secure | GSM | Feeder | 4636 | 302 | 22 KV DYANASTY FEEDER | 213402 | 22/22 KV SONIGRA KESAR SWITCHING
14675790 | DLMS-LnT | 053 | TCPIP_DLMS | GSM | Feeder | 4636 | 310 | 22 KV ASSENDUS FEEDER | 218053 | 220/22 KV HINJAWADI PH- II SUB STATION
14756309 | DLMS-LnT | 053 | TCPIP_DLMS | GSM | Feeder | 4636 | 303 | 22 KV SOCIETY NO. 1 | 218056 | 220/22 KV FLAGSHIP SUBSTATION
Q0775872 | Secure | 055 | TCPIP_Secure | GSM | Feeder | 4636 | 801 | 220 KV INFOSYS | 000653 | 220/220 KV INFOSYS
MAB08034 | DLMS-Secure | 055 | TCPIP_DLMS | GSM | Feeder | 4636 | 312 | 22 KV MHADA | 217050 | 132/22 KV RAHATANI SUB STATION
00566584 | DLMS-HPL | 076 | TCPIP_DLMS | GSM | Feeder | 4636 | 302 | 22 KV GREENS FEEDER | 213368 | 22/22 KV SANSKRUTI SWITCHING
X0401603 | DLMS-Secure | 055 | TCPIP_DLMS | GSM | Feeder | 4636 | 309 | 22 KV DANA INDIA FEEDER | 218053 | 220/22 KV HINJAWADI PH- II SUB STATION
00566612 | DLMS-HPL | 076 | TCPIP_DLMS | GSM | Feeder | 4636 | 301 | 22 KV SANGRIA FEEDER | 213397 | 22/22 KV PEAGASES SWICHING
08024591 | DLMS-Genus | 065 | TCPIP_DLMS | GSM | Feeder | 4636 | 301 | 22 KV SUDARSHAN NAGAR | 213425 | 22/22KV KALPATARU SWITCHING STATION
00566595 | DLMS-HPL | 076 | TCPIP_DLMS | GSM | Feeder | 4636 | 304 | VILAS JAWADEKAR | 213426 | 22/22 KV PRESTINE PROLIFE SWITCHING STN.
19645693 | LnT | 053 | TCPIP_LnT_9600 | GSM | Feeder | 4636 | 301 | THE ADDRESS | 213426 | 22/22 KV PRESTINE PROLIFE SWITCHING STN.
12627406 | DLMS-LnT | 053 | TCPIP_DLMS | GSM | Feeder | 4636 | 302 | 22 KV CORP-2 | 213398 | 22/22 KV PADAMAJI SWICHING
X1867112 | DLMS-Secure | 055 | TCPIP_DLMS | GSM | Feeder | 4636 | 205 | MHADA FEEDER | 213460 | 22/11 KV BENCH MARK S/STN.
04580436 | DLMS-Genus | 065 | TCPIP_DLMS | GSM | Feeder | 4636 | 305 | 22/22KV D.V. FEEDER(LAXMI NAGAR) | 213424 | 22/22 KV HINJEWADI PH.I SWITCHING
X1096473 | DLMS-Secure | 055 | TCPIP_DLMS | GSM | Feeder | 4636 | 202 | 11KV SAMADHAN HOTEL | 213474 | 22/11 KV B.A. CONSULTANCY S/STN
X1097778 | DLMS-Secure | 055 | TCPIP_DLMS | GSM | Feeder | 4636 | 305 | TACO-I(BASE REALITY) | 213422 | 22 KV BASE REALTY SWITCHING
X1084045 | DLMS-Secure | 055 | TCPIP_DLMS | GSM | Feeder | 4636 | 203 | 11KV MADHURA LAWNS | 213474 | 22/11 KV B.A. CONSULTANCY S/STN
X1097746 | DLMS-Secure | 055 | TCPIP_DLMS | GSM | Feeder | 4636 | 201 | 11KV B.A CONSULATANCY SOCIETY | 213474 | 22/11 KV B.A. CONSULTANCY S/STN
14675789 | DLMS-LnT | 053 | TCPIP_DLMS | GSM | Feeder | 4636 | 306 | 22 KV EMCURE FEEDER | 218053 | 220/22 KV HINJAWADI PH- II SUB STATION
MS906867 | Secure | 055 | TCPIP_Secure | GSM | Feeder | 4636 | 306 | 22 KV HEALTH CARE CENTRE FEEDER | 213360 | 22/22 KV PARK STREET SWITCHING
00566620 | DLMS-HPL | 076 | TCPIP_DLMS | GSM | Feeder | 4599 | 301 | VASCON | 213489 | 22/22KV VASCON
MSP35896 | Secure | 055 | TCPIP_Secure | GSM | Feeder | 4599 | 301 | PURANIK | 213393 | 22/22 KV PURANIK BUILDCON
15059236 | LnT | 053 | TCPIP_LnT_9600 | GSM | Feeder | 4599 | 301 | GANESH MANDIR | 213457 | 22/22 KV COMFORT ZONE
17090533 | LnT | 053 | TCPIP_LnT_9600 | GSM | Feeder | 4599 | 204 | 11 KV NAFTC (OH) | 213021 | 22/11 KV UNIVERSITY
MSB09413 | Secure | 055 | TCPIP_Secure | GSM | Feeder | 4599 | 304 | SERENEDE AND IRIS | 213392 | 22/22 KV AMAR PARADIGM
12484460 | LnT | 053 | TCPIP_LnT_9600 | GSM | Feeder | 4599 | 301 | YUTHIKA 1 | 213411 | 22/22 KV YUTHIKA SW.
13026600 | LnT | 053 | TCPIP_LnT_9600 | GSM | Feeder | 4599 | 308 | BALEWADI PROPERTIES | 213392 | 22/22 KV AMAR PARADIGM
12484502 | LnT | 053 | TCPIP_LnT_9600 | GSM | Feeder | 4599 | 302 | YUTHIKA 2 | 213411 | 22/22 KV YUTHIKA SW.
14756399 | DLMS-LnT | 053 | TCPIP_DLMS | GSM | Feeder | 4599 | 215 | IISER-2 | 217023 | 132/22/11KV NCL
14756350 | DLMS-LnT | 053 | TCPIP_DLMS | GSM | Feeder | 4599 | 214 | IISER-1 | 217023 | 132/22/11KV NCL
00693491 | DLMS-HPL | 076 | TCPIP_DLMS | GSM | Feeder | 4599 | 302 | SUPREME HEADQUARTERS | 213486 | 22/22KV REGENCY
00566570 | DLMS-HPL | 076 | TCPIP_DLMS | GSM | Feeder | 4599 | 301 | REGENCY CLASSIC | 213486 | 22/22KV REGENCY
X0853695 | DLMS-Secure | 055 | TCPIP_DLMS | GSM | Feeder | 4599 | 204 | BREMEN CHOWK FEEDER | 213346 | 22/11 KV SANGHAVI NAGAR
X1837568 | Secure | 055 | TCPIP_Secure | GSM | Feeder | 4599 | 307 | 22KV AMAR NANDAN TECH PARK | 213328 | 22/22 KV UNITY INFRA
X1304659 | DLMS-Secure | 055 | TCPIP_DLMS | GSM | Feeder | 4599 | 301 | 22KV MILITARY HOSPITAL | 213021 | 22/11 KV UNIVERSITY
14676158 | DLMS-LnT | 053 | TCPIP_DLMS | GSM | Feeder | 4599 | 310 | BIZBAY | 213392 | 22/22 KV AMAR PARADIGM
14676227 | DLMS-LnT | 053 | TCPIP_DLMS | GSM | Feeder | 4599 | 301 | MOHANNAGAR HOUSING | 213415 | 22/22 KV MOHANNAGAR SW.
X0400609 | DLMS-Secure | 055 | TCPIP_DLMS | GSM | Feeder | 4599 | 301 | NEA SOCIETY | 213487 | 22/22 KV NEA
X0403322 | DLMS-Secure | 055 | TCPIP_DLMS | GSM | Feeder | 4599 | 304 | VIBGYOR SCHOOL | 213487 | 22/22 KV NEA
X0402135 | DLMS-Secure | 055 | TCPIP_DLMS | GSM | Feeder | 4599 | 303 | TAPKIR VASTI | 213487 | 22/22 KV NEA
X0400611 | DLMS-Secure | 055 | TCPIP_DLMS | GSM | Feeder | 4599 | 302 | BELA CASA | 213487 | 22/22 KV NEA
10040243 | LnT | 053 | TCPIP_LNT | GSM | Feeder | 4599 | 201 | 11 KV SIDDHARTH NAGAR | 213346 | 22/11 KV SANGHAVI NAGAR
MSE85845 | Secure | 055 | TCPIP_Secure | GSM | Feeder | 4599 | 207 | SPICER COLLEGE | 217023 | 132/22/11KV NCL
MSB61598 | Secure | 055 | TCPIP_Secure | GSM | Feeder | 4599 | 306 | FELICITA | 213339 | 22/22 KV RMZ SSTN
MSE86011 | Secure | 055 | TCPIP_Secure | GSM | Feeder | 4599 | 203 | CHAVANNAGAR | 217023 | 132/22/11KV NCL
MSE86010 | Secure | 055 | TCPIP_Secure | GSM | Feeder | 4599 | 210 | AUNDH | 217023 | 132/22/11KV NCL
MSE85977 | Secure | 055 | TCPIP_Secure | GSM | Feeder | 4599 | 204 | WIRELESS COLONY | 217023 | 132/22/11KV NCL
MSE85844 | Secure | 055 | TCPIP_Secure | GSM | Feeder | 4599 | 202 | 11 KV CHATURSHRUNGI | 217023 | 132/22/11KV NCL
MSE86007 | Secure | 055 | TCPIP_Secure | GSM | Feeder | 4599 | 208 | PASHAN | 217023 | 132/22/11KV NCL
MSE86008 | Secure | 055 | TCPIP_Secure | GSM | Feeder | 4599 | 212 | AVINASH BHOSALE | 217023 | 132/22/11KV NCL
19858824 | DLMS-LnT | 053 | TCPIP_DLMS | GSM | Feeder | 4599 | 302 | COMFORT ZONE | 213489 | 22/22KV VASCON
X0403311 | DLMS-Secure | 055 | TCPIP_DLMS | GSM | Feeder | 4599 | 203 | 11 KV PARIHAR CHOWK | 213346 | 22/11 KV SANGHAVI NAGAR
X1294737 | DLMS-Secure | 055 | TCPIP_DLMS | GSM | Feeder | 4599 | 305 | 22KV GIRIRAJ | 213477 | 22/22 KV BEVERLY HILLS
XG476809 | DLMS-Secure | 055 | TCPIP_DLMS | GSM | Feeder | 4599 | 304 | BALEWADI PROPERTIES | 213457 | 22/22 KV COMFORT ZONE
00566568 | DLMS-HPL | 076 | TCPIP_DLMS | GSM | Feeder | 4599 | 302 | MILLENIA - B | 213339 | 22/22 KV RMZ SSTN
14676151 | DLMS-LnT | 053 | TCPIP_DLMS | GSM | Feeder | 4599 | 303 | 22 KV WESTEND MALL I | 213346 | 22/11 KV SANGHAVI NAGAR
X0401408 | DLMS-Secure | 055 | TCPIP_DLMS | GSM | Feeder | 4599 | 301 | 22KV BEVERLY HILLS SOC. | 213477 | 22/22 KV BEVERLY HILLS
Y0349910 | DLMS-Secure | 055 | TCPIP_DLMS | GSM | Feeder | 4599 | 304 | PANCARD ROAD | 213477 | 22/22 KV BEVERLY HILLS
00566610 | DLMS-HPL | 076 | TCPIP_DLMS | GSM | Feeder | 4599 | 302 | 22 KV RENAULT | 213477 | 22/22 KV BEVERLY HILLS
04583156 | DLMS-Genus | 065 | TCPIP_DLMS | GSM | Feeder | 4599 | 302 | KUMAR PINAKIN | 213415 | 22/22 KV MOHANNAGAR SW.
X0403069 | DLMS-Secure | 055 | TCPIP_DLMS | GSM | Feeder | 4599 | 305 | AMAR APEX | 213392 | 22/22 KV AMAR PARADIGM
17272525 | DLMS-LnT | 053 | TCPIP_DLMS | GSM | Feeder | 4599 | 302 | PURANIK -2 PHAE 3 | 213393 | 22/22 KV PURANIK BUILDCON
XG476810 | DLMS-Secure | 055 | TCPIP_DLMS | GSM | Feeder | 4599 | 304 | BALEWADI PROPERTIES | 213411 | 22/22 KV YUTHIKA SW.
X1294735 | DLMS-Secure | 055 | TCPIP_DLMS | GSM | Feeder | 4599 | 308 | 22 KV WESTEND MALL II | 213346 | 22/11 KV SANGHAVI NAGAR
X0853691 | DLMS-Secure | 055 | TCPIP_DLMS | GSM | Feeder | 4599 | 207 | NAGARAS ROAD | 213346 | 22/11 KV SANGHAVI NAGAR
X0853690 | DLMS-Secure | 055 | TCPIP_DLMS | GSM | Feeder | 4599 | 206 | L SQUARE | 213346 | 22/11 KV SANGHAVI NAGAR
08024949 | DLMS-Genus | 065 | TCPIP_DLMS | GSM | Feeder | 4599 | 304 | AMAR APEX | 213339 | 22/22 KV RMZ SSTN
08024823 | DLMS-Genus | 065 | TCPIP_DLMS | GSM | Feeder | 4599 | 305 | KOLTE PATIL | 213339 | 22/22 KV RMZ SSTN
08024937 | DLMS-Genus | 065 | TCPIP_DLMS | GSM | Feeder | 4599 | 301 | MILLENIA - A | 213339 | 22/22 KV RMZ SSTN
08024818 | DLMS-Genus | 065 | TCPIP_DLMS | GSM | Feeder | 4599 | 303 | RAVI NAGAR | 213486 | 22/22KV REGENCY
X1294740 | DLMS-Secure | 055 | TCPIP_DLMS | GSM | Feeder | 4599 | 303 | AB ZONE | 213411 | 22/22 KV YUTHIKA SW.
XC427821 | DLMS-Secure | 055 | TCPIP_DLMS | GSM | Feeder | 4599 | 303 | WESTERN HILLS SOCIETY | 213415 | 22/22 KV MOHANNAGAR SW.
10040279 | LnT | 053 | TCPIP_LnT_9600 | GSM | Feeder | 4599 | 201 | 11 KV ROHAN NILAY - I | 212003 | 11/11 KV ROHAN NILAY
17090536 | LnT | 053 | TCPIP_LnT_9600 | GSM | Feeder | 4599 | 203 | 11 KV SANGHAVI ROAD | 212003 | 11/11 KV ROHAN NILAY
17090535 | LnT | 053 | TCPIP_LnT_9600 | GSM | Feeder | 4599 | 202 | 11 KV ROHAN NILAY - II | 212003 | 11/11 KV ROHAN NILAY
19645677 | DLMS-LnT | 053 | TCPIP_DLMS | GSM | Feeder | 4599 | 202 | 11 KV LOKMANGAL | 213346 | 22/11 KV SANGHAVI NAGAR
X0403329 | DLMS-Secure | 055 | TCPIP_DLMS | GSM | Feeder | 4599 | 309 | 43 PRIVET DRIVE | 213392 | 22/22 KV AMAR PARADIGM
MSE79422 | Secure | 055 | TCPIP_Secure | GSM | Feeder | 4599 | 303 | MITCON | 213326 | 22/22 KV BALEWADI
X0401602 | DLMS-Secure | 055 | TCPIP_DLMS | GSM | Feeder | 4599 | 201 | NCL | 217023 | 132/22/11KV NCL
MSB09420 | Secure | 055 | TCPIP_Secure | GSM | Feeder | 4599 | 303 | D MART | 213392 | 22/22 KV AMAR PARADIGM
MSE80400 | Secure | 055 | TCPIP_Secure | GSM | Feeder | 4599 | 301 | 3 STAR & 5 STAR HOTEL | 213328 | 22/22 KV UNITY INFRA
MSE86009 | Secure | 055 | TCPIP_Secure | GSM | Feeder | 4599 | 211 | BANER | 217023 | 132/22/11KV NCL
MSE80402 | Secure | 055 | TCPIP_Secure | GSM | Feeder | 4599 | 302 | BHAKTI CARS | 213328 | 22/22 KV UNITY INFRA
MSB03452 | Secure | 055 | TCPIP_Secure | GSM | Feeder | 4599 | 303 | SHANTINIKETON | 213339 | 22/22 KV RMZ SSTN
15019137 | LnT | 053 | TCPIP_LnT_9600 | GSM | Feeder | 4599 | 303 | COMFORT ZONE | 213457 | 22/22 KV COMFORT ZONE
17090529 | LnT | 053 | TCPIP_LnT_9600 | GSM | Feeder | 4599 | 301 | 22 KV CHAITRALI | 213346 | 22/11 KV SANGHAVI NAGAR
MSB61645 | Secure | 055 | TCPIP_Secure | GSM | Feeder | 4599 | 206 | 11 KV NAFTC (UG) | 213021 | 22/11 KV UNIVERSITY
MSB61655 | Secure | 055 | TCPIP_Secure | GSM | Feeder | 4599 | 207 | VIDYAPEETH EXPRESS | 213021 | 22/11 KV UNIVERSITY
MSB61649 | Secure | 055 | TCPIP_Secure | GSM | Feeder | 4599 | 208 | GARRISON ENGR (CME) | 213021 | 22/11 KV UNIVERSITY
MSB61656 | Secure | 055 | TCPIP_Secure | GSM | Feeder | 4599 | 201 | 11 KV MANDALE | 213021 | 22/11 KV UNIVERSITY
MSB61654 | Secure | 055 | TCPIP_Secure | GSM | Feeder | 4599 | 203 | VAIKUNTH MEHTA | 213021 | 22/11 KV UNIVERSITY
MSB61650 | Secure | 055 | TCPIP_Secure | GSM | Feeder | 4599 | 202 | 11 KV SAYYAD CHOWK | 213021 | 22/11 KV UNIVERSITY
MSB61653 | Secure | 055 | TCPIP_Secure | GSM | Feeder | 4599 | 205 | KASTURBA | 213021 | 22/11 KV UNIVERSITY
MSB09419 | Secure | 055 | TCPIP_Secure | GSM | Feeder | 4599 | 302 | AMAR PARADIGM | 213392 | 22/22 KV AMAR PARADIGM
MSE80401 | Secure | 055 | TCPIP_Secure | GSM | Feeder | 4599 | 304 | CHIVE VASTI | 213328 | 22/22 KV UNITY INFRA
MSE79421 | Secure | 055 | TCPIP_Secure | GSM | Feeder | 4599 | 301 | BALEWADI STADIUM | 213326 | 22/22 KV BALEWADI
14756334 | DLMS-LnT | 053 | TCPIP_DLMS | GSM | Feeder | 4598 | 202 | OH I_GK | 216001 | 132/22/11 KV GANESHKHIND RS EHV
14756332 | DLMS-LnT | 053 | TCPIP_DLMS | GSM | Feeder | 4598 | 210 | RANGE HILLS | 216001 | 132/22/11 KV GANESHKHIND RS EHV
14756336 | DLMS-LnT | 053 | TCPIP_DLMS | GSM | Feeder | 4598 | 203 | OH II | 216001 | 132/22/11 KV GANESHKHIND RS EHV
14756346 | DLMS-LnT | 053 | TCPIP_DLMS | GSM | Feeder | 4598 | 213 | SILICON PLAZA | 216001 | 132/22/11 KV GANESHKHIND RS EHV
14756344 | DLMS-LnT | 053 | TCPIP_DLMS | GSM | Feeder | 4598 | 212 | 11 KV DECCAN GYM | 216001 | 132/22/11 KV GANESHKHIND RS EHV
14756337 | DLMS-LnT | 053 | TCPIP_DLMS | GSM | Feeder | 4598 | 209 | RASTAPETH U/G | 216001 | 132/22/11 KV GANESHKHIND RS EHV
14676470 | DLMS-LnT | 053 | TCPIP_DLMS | GSM | Feeder | 4598 | 304 | MES COMPUTER | 216001 | 132/22/11 KV GANESHKHIND RS EHV
00566618 | DLMS-HPL | 076 | TCPIP_DLMS | GSM | Feeder | 4598 | 301 | 22 KV STATION TRANSFORMER | 213448 | 22/22 KV MODIBAG GANESHKHIND SWITCHING STATION
X0399021 | DLMS-Secure | 055 | TCPIP_DLMS | GSM | Feeder | 4598 | 217 | IMDR | 216001 | 132/22/11 KV GANESHKHIND RS EHV
14756333 | DLMS-LnT | 053 | TCPIP_DLMS | GSM | Feeder | 4598 | 214 | E-SQUARE | 216001 | 132/22/11 KV GANESHKHIND RS EHV
14756335 | DLMS-LnT | 053 | TCPIP_DLMS | GSM | Feeder | 4598 | 204 | ERANDWANA | 216001 | 132/22/11 KV GANESHKHIND RS EHV
X0402141 | DLMS-Secure | 055 | TCPIP_Secure | GSM | Feeder | 4598 | 203 | ORANGE COUNTY | 213394 | 22/11 KV CRYSTAL GARDEN SUB-STATION
XD520952 | DLMS-Secure | 055 | TCPIP_DLMS | GSM | Feeder | 4598 | 203 | BALAJI MANDIR | 213350 | 22/11 KV SUS ROAD SUBSTATION
08024946 | DLMS-Genus | 065 | TCPIP_DLMS | GSM | Feeder | 4598 | 305 | GANGA LEGEND | 213472 | 22/22 KV GOYAL GANGA SWITCHING STATION
X0400626 | DLMS-Secure | 055 | TCPIP_DLMS | GSM | Feeder | 4598 | 201 | RAM NADI | 213394 | 22/11 KV CRYSTAL GARDEN SUB-STATION
17272491 | DLMS-LnT | 053 | TCPIP_DLMS | GSM | Feeder | 4598 | 206 | GOKHALENAGAR | 213308 | 22/11 KV ICC REALTY SUBSTATION
04575497 | DLMS-Genus | 065 | TCPIP_DLMS | GSM | Feeder | 4598 | 201 | VARDAYINI | 213350 | 22/11 KV SUS ROAD SUBSTATION
X1096499 | Secure | 055 | TCPIP_Secure | GSM | Feeder | 4598 | 204 | BHARAT ELECTRONICS | 213350 | 22/11 KV SUS ROAD SUBSTATION
X1084038 | Secure | 055 | TCPIP_Secure | GSM | Feeder | 4598 | 202 | BHAGWATI NAGAR | 213350 | 22/11 KV SUS ROAD SUBSTATION
08023238 | DLMS-Genus | 065 | TCPIP_DLMS | GSM | Feeder | 4598 | 207 | HOTEL MERRIOTT | 213308 | 22/11 KV ICC REALTY SUBSTATION
17272487 | DLMS-LnT | 053 | TCPIP_DLMS | GSM | Feeder | 4598 | 201 | CROSSWORD | 213308 | 22/11 KV ICC REALTY SUBSTATION
17223985 | DLMS-LnT | 053 | TCPIP_DLMS | GSM | Feeder | 4598 | 204 | ICC PLOT C | 213308 | 22/11 KV ICC REALTY SUBSTATION
17272496 | DLMS-LnT | 053 | TCPIP_DLMS | GSM | Feeder | 4598 | 202 | ASHA NAGAR | 213308 | 22/11 KV ICC REALTY SUBSTATION
08024834 | DLMS-Genus | 065 | TCPIP_DLMS | GSM | Feeder | 4598 | 203 | ICC PLOT A | 213308 | 22/11 KV ICC REALTY SUBSTATION
08024825 | DLMS-Genus | 065 | TCPIP_DLMS | GSM | Feeder | 4598 | 302 | KAKADE MALL | 213448 | 22/22 KV MODIBAG GANESHKHIND SWITCHING STATION
08024838 | DLMS-Genus | 065 | TCPIP_DLMS | GSM | Feeder | 4598 | 205 | PYRAMID | 213308 | 22/11 KV ICC REALTY SUBSTATION
X0403077 | DLMS-Secure | 055 | TCPIP_DLMS | GSM | Feeder | 4598 | 202 | MEERA MOHAN | 213394 | 22/11 KV CRYSTAL GARDEN SUB-STATION
Y0124522 | DLMS-Secure | 055 | TCPIP_DLMS | GSM | Feeder | 4598 | 303 | BAVDHAN GAOTHAN | 213472 | 22/22 KV GOYAL GANGA SWITCHING STATION
XD520931 | DLMS-Secure | 055 | TCPIP_DLMS | GSM | Feeder | 4598 | 302 | D'PALACE | 213472 | 22/22 KV GOYAL GANGA SWITCHING STATION
XD596083 | DLMS-Secure | 055 | TCPIP_DLMS | GSM | Feeder | 4598 | 304 | 22KV PUNRANIK ABITANTE | 213472 | 22/22 KV GOYAL GANGA SWITCHING STATION
14676461 | DLMS-LnT | 053 | TCPIP_DLMS | GSM | Feeder | 4598 | 301 | CUMMINS | 216001 | 132/22/11 KV GANESHKHIND RS EHV
17272497 | DLMS-LnT | 053 | TCPIP_DLMS | GSM | Feeder | 4598 | 301 | PRAJ | 213350 | 22/11 KV SUS ROAD SUBSTATION
14756342 | DLMS-LnT | 053 | TCPIP_DLMS | GSM | Feeder | 4598 | 206 | F.C. ROAD | 216001 | 132/22/11 KV GANESHKHIND RS EHV
14756343 | DLMS-LnT | 053 | TCPIP_DLMS | GSM | Feeder | 4598 | 207 | ASHOKNAGAR | 216001 | 132/22/11 KV GANESHKHIND RS EHV
14756340 | DLMS-LnT | 053 | TCPIP_DLMS | GSM | Feeder | 4598 | 215 | SIPOREX | 216001 | 132/22/11 KV GANESHKHIND RS EHV
14756341 | DLMS-LnT | 053 | TCPIP_DLMS | GSM | Feeder | 4598 | 205 | RAJBHAVAN | 216001 | 132/22/11 KV GANESHKHIND RS EHV
08023274 | DLMS-Genus | 065 | TCPIP_DLMS | GSM | Feeder | 4598 | 208 | ICC MALL | 213308 | 22/11 KV ICC REALTY SUBSTATION
X0403333 | DLMS-Secure | 055 | TCPIP_DLMS | GSM | Feeder | 4598 | 204 | CRYSTAL GARDEN | 213394 | 22/11 KV CRYSTAL GARDEN SUB-STATION
14676539 | DLMS-LnT | 053 | TCPIP_DLMS | GSM | Feeder | 4598 | 309 | IITM | 216001 | 132/22/11 KV GANESHKHIND RS EHV
15019122 | LnT | 053 | TCPIP_LnT_9600 | GSM | Feeder | 4598 | 302 | INDUS | 213350 | 22/11 KV SUS ROAD SUBSTATION
16011555 | LnT | 053 | TCPIP_LnT_9600 | GSM | Feeder | 4598 | 205 | PASHAN PUMPING | 213350 | 22/11 KV SUS ROAD SUBSTATION
14756331 | DLMS-LnT | 053 | TCPIP_DLMS | GSM | Feeder | 4598 | 201 | CITY | 216001 | 132/22/11 KV GANESHKHIND RS EHV
XC478018 | DLMS-Secure | 055 | TCPIP_DLMS | GSM | Feeder | 4600 | 203 | RANGE HILL MARKET | 213476 | MOUNTVERT
12560159 | DLMS-LnT | 053 | TCPIP_DLMS | GSM | Feeder | 4600 | 201 | AFK-I | 218022 | 220/22 KV KHADKI
XC478015 | DLMS-Secure | 055 | TCPIP_DLMS | GSM | Feeder | 4600 | 202 | SHIVAJI GARDEN | 213476 | MOUNTVERT
XC478014 | DLMS-Secure | 055 | TCPIP_DLMS | GSM | Feeder | 4600 | 201 | AUNDH ROAD | 213476 | MOUNTVERT
14756286 | DLMS-LnT | 053 | TCPIP_DLMS | GSM | Feeder | 4600 | 304 | 512 A.B.W.NO.2 | 218022 | 220/22 KV KHADKI
12560158 | DLMS-LnT | 053 | TCPIP_DLMS | GSM | Feeder | 4600 | 205 | HOLKAR BRIDGE | 218022 | 220/22 KV KHADKI
14756287 | DLMS-LnT | 053 | TCPIP_DLMS | GSM | Feeder | 4600 | 302 | 512 ABW NO.1 | 218022 | 220/22 KV KHADKI
X0403085 | DLMS-Secure | 055 | TCPIP_DLMS | GSM | Feeder | 4600 | 205 | 11 KV KOEL NO.II | 213001 | KOEL
17223970 | DLMS-LnT | 053 | TCPIP_DLMS | GSM | Feeder | 4600 | 205 | 11 KV PATEL GOYAL | 213040 | 22/11 KV SUB STN ,IT PARK BOPODI
14676275 | DLMS-LnT | 053 | TCPIP_DLMS | GSM | Feeder | 4600 | 202 | TIP-TOP | 213040 | 22/11 KV SUB STN ,IT PARK BOPODI
14676253 | DLMS-LnT | 053 | TCPIP_DLMS | GSM | Feeder | 4600 | 204 | KHADAKI STATION | 213040 | 22/11 KV SUB STN ,IT PARK BOPODI
17223969 | DLMS-LnT | 053 | TCPIP_DLMS | GSM | Feeder | 4600 | 201 | IT PARK | 213040 | 22/11 KV SUB STN ,IT PARK BOPODI
17272492 | DLMS-LnT | 053 | TCPIP_DLMS | GSM | Feeder | 4600 | 203 | MUMBAI-PUNE ROAD | 213040 | 22/11 KV SUB STN ,IT PARK BOPODI
X1186938 | DLMS-Secure | 055 | TCPIP_DLMS | GSM | Feeder | 4600 | 206 | 11 KV ROYAL HEIGHT SOCIETY FEEDR | 213040 | 22/11 KV SUB STN ,IT PARK BOPODI
XC478020 | DLMS-Secure | 055 | TCPIP_DLMS | GSM | Feeder | 4600 | 204 | MOUNTVERT | 213476 | MOUNTVERT
MSP41837 | Secure | 055 | TCPIP_Secure | GSM | Feeder | 4600 | 202 | CASTLE ROYAL 2 | 213406 | 22/22 KV SWITCHING STN CASTALE ROYAL APART. BOPODI
X0400619 | DLMS-Secure | 055 | TCPIP_DLMS | GSM | Feeder | 4600 | 206 | 11 KV STN | 213001 | KOEL
X0403321 | DLMS-Secure | 055 | TCPIP_DLMS | GSM | Feeder | 4600 | 202 | 11 KV BOPODI | 213001 | KOEL
X0403330 | DLMS-Secure | 055 | TCPIP_DLMS | GSM | Feeder | 4600 | 201 | 11KV KHADKI BAZAAR | 213001 | KOEL
X0402930 | DLMS-Secure | 055 | TCPIP_DLMS | GSM | Feeder | 4600 | 203 | 11 KV DAPODI | 213001 | KOEL
X0403316 | DLMS-Secure | 055 | TCPIP_DLMS | GSM | Feeder | 4600 | 204 | 11 KV KIRLOSKAR1 | 213001 | KOEL
MSP33863 | Secure | 055 | TCPIP_Secure | GSM | Feeder | 4600 | 301 | CASTLE ROYAL 1 | 213406 | 22/22 KV SWITCHING STN CASTALE ROYAL APART. BOPODI
X0403320 | DLMS-Secure | 055 | TCPIP_DLMS | GSM | Feeder | 4600 | 207 | KUNDAN KUSHAL | 213001 | KOEL
12560072 | DLMS-LnT | 053 | TCPIP_DLMS | GSM | Feeder | 4600 | 202 | AFK-II | 218022 | 220/22 KV KHADKI
00566608 | DLMS-HPL | 076 | TCPIP_DLMS | GSM | Feeder | 4597 | 204 | SHANIWAR PETH | 212001 | 11KV SHIVAJINAGAR
X0403091 | DLMS-Secure | 055 | TCPIP_DLMS | GSM | Feeder | 4597 | 205 | MILK DIARY | 213305 | 22/11 KV WAKDEWADI
03002612 | Genus | 065 | TCPIP_Genus | GSM | Feeder | 4597 | 202 | TOPHKHANA | 212001 | 11KV SHIVAJINAGAR
05049736 | DLMS-HPL | 076 | TCPIP_DLMS | GSM | Feeder | 4597 | 303 | BAJAJ | 213305 | 22/11 KV WAKDEWADI
05049735 | DLMS-HPL | 076 | TCPIP_DLMS | GSM | Feeder | 4597 | 302 | VASCON | 213305 | 22/11 KV WAKDEWADI
X0401433 | Secure | 055 | TCPIP_Secure | GSM | Feeder | 4597 | 206 | MULA ROAD | 213305 | 22/11 KV WAKDEWADI
00566567 | DLMS-HPL | 076 | TCPIP_DLMS | GSM | Feeder | 4597 | 201 | GAOTHAN | 212001 | 11KV SHIVAJINAGAR
X1096524 | DLMS-Secure | 055 | TCPIP_DLMS | GSM | Feeder | 4597 | 201 | CHITRASHALA | 212002 | 11 KV MODI GANAPATI
00566645 | DLMS-HPL | 076 | TCPIP_DLMS | GSM | Feeder | 4597 | 202 | SITARAM APPT. | 212002 | 11 KV MODI GANAPATI
00566592 | DLMS-HPL | 076 | TCPIP_DLMS | GSM | Feeder | 4597 | 203 | BANK OF INDIA | 212002 | 11 KV MODI GANAPATI
XD511548 | DLMS-Secure | 055 | TCPIP_DLMS | GSM | Feeder | 4597 | 203 | ROKDOBA | 213470 | BALGANDHARVA STN
08024821 | DLMS-Genus | 065 | TCPIP_DLMS | GSM | Feeder | 4597 | 206 | BALGANDHARV STN T/F | 213470 | BALGANDHARVA STN
08025324 | DLMS-Genus | 065 | TCPIP_DLMS | GSM | Feeder | 4597 | 203 | SANGAM BRIDGE | 213305 | 22/11 KV WAKDEWADI
08025330 | DLMS-Genus | 065 | TCPIP_DLMS | GSM | Feeder | 4597 | 204 | MAY FAIR TOWER | 213305 | 22/11 KV WAKDEWADI
XD511538 | DLMS-Secure | 055 | TCPIP_DLMS | GSM | Feeder | 4597 | 201 | POLICE LINE | 213470 | BALGANDHARVA STN
XD596080 | DLMS-Secure | 055 | TCPIP_DLMS | GSM | Feeder | 4597 | 202 | MODERN COLLEGE | 213470 | BALGANDHARVA STN
Y0104110 | DLMS-Secure | 055 | TCPIP_DLMS | GSM | Feeder | 4597 | 205 | KESARI WADA | 213470 | BALGANDHARVA STN
08024948 | DLMS-Genus | 065 | TCPIP_DLMS | GSM | Feeder | 4597 | 207 | J. M. ROAD | 213470 | BALGANDHARVA STN
08023281 | DLMS-Genus | 065 | TCPIP_DLMS | GSM | Feeder | 4597 | 204 | NARAYAN PETH | 213470 | BALGANDHARVA STN
08025318 | DLMS-Genus | 065 | TCPIP_DLMS | GSM | Feeder | 4597 | 208 | SAMBHAJI UDYAN | 213470 | BALGANDHARVA STN
X0400618 | DLMS-Secure | 055 | TCPIP_DLMS | GSM | Feeder | 4597 | 201 | GODREJ I | 213305 | 22/11 KV WAKDEWADI
X0403092 | DLMS-Secure | 055 | TCPIP_DLMS | GSM | Feeder | 4597 | 202 | GODREJ 2 | 213305 | 22/11 KV WAKDEWADI
XD596078 | Secure | 055 | TCPIP_Secure | GSM | Feeder | 4597 | 203 | AKASHWANI | 212001 | 11KV SHIVAJINAGAR
03002619 | Genus | 065 | TCPIP_Genus | GSM | Feeder | 4597 | 204 | VISHWASHOBHA | 212002 | 11 KV MODI GANAPATI
MSE85892 | Secure | 055 | TCPIP_Secure | GSM | Feeder | 4845 | 206 | 11 KV SS-55 | 214492 | 33KV/11KV HVSSD SUBSTATION
17270910 | DLMS-LnT | 053 | TCPIP_DLMS | GSM | Feeder | 4845 | 206 | Ashiana | 214512 | 33 KV HVSS B
17270908 | DLMS-LnT | 053 | TCPIP_DLMS | GSM | Feeder | 4845 | 204 | SS 8 at Thicket Street | 214485 | 33 KV HVSS A
17270912 | DLMS-LnT | 053 | TCPIP_DLMS | GSM | Feeder | 4845 | 205 | SS 28 at Court 2 | 214512 | 33 KV HVSS B
MSE85991 | Secure | 055 | TCPIP_Secure | GSM | Feeder | 4845 | 204 | SS 32 at Waterfall street | 214512 | 33 KV HVSS B
17270907 | DLMS-LnT | 053 | TCPIP_DLMS | GSM | Feeder | 4845 | 201 | 11 KV SS-1 at HVSS A | 214485 | 33 KV HVSS A
17270909 | DLMS-LnT | 053 | TCPIP_DLMS | GSM | Feeder | 4845 | 203 | SS 2 at Portofino I | 214485 | 33 KV HVSS A
MSE85893 | Secure | 055 | TCPIP_Secure | GSM | Feeder | 4845 | 204 | SS-78 | 214492 | 33KV/11KV HVSSD SUBSTATION
17271109 | DLMS-LnT | 053 | TCPIP_DLMS | GSM | Feeder | 4845 | 204 | 11 KV SS-43 | 214599 | 33/11KV HVSS C
17271111 | DLMS-LnT | 053 | TCPIP_DLMS | GSM | Feeder | 4845 | 202 | 11 KV SS-88 | 214599 | 33/11KV HVSS C
MSE85867 | Secure | 055 | TCPIP_Secure | GSM | Feeder | 4845 | 201 | 11KV MSEDCL RURAL | 214492 | 33KV/11KV HVSSD SUBSTATION
MSE85889 | Secure | 055 | TCPIP_Secure | GSM | Feeder | 4845 | 202 | 11kv S/STN No 10 | 214492 | 33KV/11KV HVSSD SUBSTATION
MSE85890 | Secure | 055 | TCPIP_Secure | GSM | Feeder | 4845 | 205 | SS-68 Convention | 214492 | 33KV/11KV HVSSD SUBSTATION
MSE85891 | Secure | 055 | TCPIP_Secure | GSM | Feeder | 4845 | 203 | 11kv S/STN No 15 | 214492 | 33KV/11KV HVSSD SUBSTATION
17271112 | DLMS-LnT | 053 | TCPIP_DLMS | GSM | Feeder | 4845 | 202 | 11 KV SP-30 | 214485 | 33 KV HVSS A
17270911 | DLMS-LnT | 053 | TCPIP_DLMS | GSM | Feeder | 4845 | 203 | SS 22 at Waterfall street | 214512 | 33 KV HVSS B
18205536 | LnT | 053 | TCPIP_LnT_9600 | GSM | Feeder | 4770 | 201 | Udapur | 214405 | 33 KV OTUR
04581400 | DLMS-Genus | 065 | TCPIP_DLMS | GSM | Feeder | 4770 | 203 | Rajuri | 214406 | 33 KV ALE
04583257 | DLMS-Genus | 065 | TCPIP_DLMS | GSM | Feeder | 4770 | 204 | Ale | 214406 | 33 KV ALE
04581748 | DLMS-Genus | 065 | TCPIP_DLMS | GSM | Feeder | 4770 | 207 | KALAMJAI | 214406 | 33 KV ALE
08023846 | DLMS-Genus | 065 | TCPIP_DLMS | GSM | Feeder | 4770 | 205 | 11 kV Rohakadi | 214405 | 33 KV OTUR
XC458327 | DLMS-Secure | 055 | TCPIP_DLMS | GSM | Feeder | 4770 | 203 | PEMDARA AG | 214554 | 33 KV ANE
XC455095 | DLMS-Secure | 055 | TCPIP_DLMS | GSM | Feeder | 4770 | 201 | RANGDASSWAMI | 214554 | 33 KV ANE
04581567 | DLMS-Genus | 065 | TCPIP_DLMS | GSM | Feeder | 4770 | 202 | Dumbarwadi | 214405 | 33 KV OTUR
04582049 | DLMS-Genus | 065 | TCPIP_DLMS | GSM | Feeder | 4770 | 208 | 11 KV RAMDAS SWAMI | 214406 | 33 KV ALE
04583089 | DLMS-Genus | 065 | TCPIP_DLMS | GSM | Feeder | 4770 | 205 | Stone Crusher | 214460 | 33 KV KOLWADI
08024855 | DLMS-Genus | 065 | TCPIP_DLMS | GSM | Feeder | 4770 | 209 | CHILHEWADI | 214405 | 33 KV OTUR
04582146 | DLMS-Genus | 065 | TCPIP_DLMS | GSM | Feeder | 4770 | 204 | Aalme | 214460 | 33 KV KOLWADI
04582234 | DLMS-Genus | 065 | TCPIP_DLMS | GSM | Feeder | 4770 | 201 | Madh | 214460 | 33 KV KOLWADI
04582071 | DLMS-Genus | 065 | TCPIP_DLMS | GSM | Feeder | 4770 | 203 | Pimplegaon | 214460 | 33 KV KOLWADI
04581736 | DLMS-Genus | 065 | TCPIP_DLMS | GSM | Feeder | 4770 | 204 | MALGANGA | 214429 | 33 KV BELHE
XB452009 | DLMS-Secure | 055 | TCPIP_DLMS | GSM | Feeder | 4770 | 203 | Netwad | 214531 | 33/11 KV NETWAD SUBSTATION
02796252 | ElsterABT1800 | 057 | TCPIP_ElsterABT1800 | GSM | Feeder | 4770 | 412 | TS WIND 2 | 218027 | 220 KV ALEPHATA
MS906908 | Secure | 055 | TCPIP_Secure | GSM | Feeder | 4770 | 206 | Alephata | 214406 | 33 KV ALE
MS906905 | Secure | 055 | TCPIP_Secure | GSM | Feeder | 4770 | 202 | PIMPALWADI | 214406 | 33 KV ALE
XC455061 | DLMS-Secure | 055 | TCPIP_DLMS | GSM | Feeder | 4770 | 202 | SHINDEWADI AG | 214554 | 33 KV ANE
XB405571 | DLMS-Secure | 055 | TCPIP_DLMS | GSM | Feeder | 4770 | 202 | 11 KV BANKARFATA | 214531 | 33/11 KV NETWAD SUBSTATION
XB462813 | DLMS-Secure | 055 | TCPIP_DLMS | GSM | Feeder | 4770 | 210 | 11KV RAVANI INDUSTRIES LTD. | 214405 | 33 KV OTUR
XC435479 | DLMS-Secure | 055 | TCPIP_DLMS | GSM | Feeder | 4770 | 204 | 11 KV SHIVBABA | 214531 | 33/11 KV NETWAD SUBSTATION
17086783 | DLMS-LnT | 053 | TCPIP_DLMS | GSM | Feeder | 4770 | 208 | ANE GAVTHAN | 214429 | 33 KV BELHE
18205544 | DLMS-LnT | 053 | TCPIP_DLMS | GSM | Feeder | 4770 | 206 | BELHE GAVTHAN | 214429 | 33 KV BELHE
17086316 | DLMS-LnT | 053 | TCPIP_DLMS | GSM | Feeder | 4770 | 203 | Ane | 214429 | 33 KV BELHE
X1251767 | DLMS-Secure | 055 | TCPIP_DLMS | GSM | Feeder | 4770 | 205 | 11 KV PANGARI MATHA | 214531 | 33/11 KV NETWAD SUBSTATION
04580568 | DLMS-Genus | 065 | TCPIP_DLMS | GSM | Feeder | 4770 | 203 | Tikekarwadi | 214405 | 33 KV OTUR
04580570 | DLMS-Genus | 065 | TCPIP_DLMS | GSM | Feeder | 4770 | 201 | KHAMUNDI | 214519 | 33 KV PIMPRI PENDHAR
04580569 | DLMS-Genus | 065 | TCPIP_DLMS | GSM | Feeder | 4770 | 202 | JAMBHULPAT | 214519 | 33 KV PIMPRI PENDHAR
17272373 | DLMS-LnT | 053 | TCPIP_DLMS | GSM | Feeder | 4770 | 201 | 11 KV KOPRE MANDVE | 214531 | 33/11 KV NETWAD SUBSTATION
X1251792 | DLMS-Secure | 055 | TCPIP_DLMS | GSM | Feeder | 4770 | 211 | 11 KV OTUR CITY NEW | 214405 | 33 KV OTUR
X0401632 | DLMS-Secure | 055 | TCPIP_DLMS | GSM | Feeder | 4770 | 414 | LAXMI ORGANIC-GENERATION | 218027 | 220 KV ALEPHATA
18205522 | DLMS-LnT | 053 | TCPIP_DLMS | GSM | Feeder | 4770 | 201 | Belhe | 214429 | 33 KV BELHE
00308583 | DLMS-HPL | 076 | TCPIP_DLMS | GSM | Feeder | 4770 | 202 | Ballalwadi | 214460 | 33 KV KOLWADI
16198364 | DLMS-LnT | 053 | TCPIP_DLMS | GSM | Feeder | 4770 | 201 | Mokshadham | 214406 | 33 KV ALE
04581969 | DLMS-Genus | 065 | TCPIP_DLMS | GSM | Feeder | 4770 | 207 | GUNJALWADI GAVTHAN | 214429 | 33 KV BELHE
04582309 | DLMS-Genus | 065 | TCPIP_DLMS | GSM | Feeder | 4770 | 202 | Gunjalwadi | 214429 | 33 KV BELHE
04582209 | DLMS-Genus | 065 | TCPIP_DLMS | GSM | Feeder | 4770 | 205 | PATILMALA CANOL | 214429 | 33 KV BELHE
04581591 | DLMS-Genus | 065 | TCPIP_DLMS | GSM | Feeder | 4770 | 208 | Otur AG | 214405 | 33 KV OTUR
04580654 | DLMS-Genus | 065 | TCPIP_DLMS | GSM | Feeder | 4770 | 205 | Wadgaon Kandali | 214406 | 33 KV ALE
08023828 | DLMS-Genus | 065 | TCPIP_DLMS | GSM | Feeder | 4770 | 206 | MTDC | 214460 | 33 KV KOLWADI
04582084 | DLMS-Genus | 065 | TCPIP_DLMS | GSM | Feeder | 4770 | 207 | 11 KV SARANI | 214405 | 33 KV OTUR
04582312 | DLMS-Genus | 065 | TCPIP_DLMS | GSM | Feeder | 4770 | 203 | NAVLEWADI | 214519 | 33 KV PIMPRI PENDHAR
04581714 | DLMS-Genus | 065 | TCPIP_DLMS | GSM | Feeder | 4714 | 201 | 11 KV TALEGHAR | 214445 | 33/11KV TALEGHAR
09184122 | LnT | 053 | TCPIP_LnT_9600 | GSM | Feeder | 4714 | 204 | Ganeshwadi | 214457 | 33/11KV KALAMB S/S
19858954 | DLMS-LnT | 053 | TCPIP_DLMS | GSM | Feeder | 4714 | 202 | 11 KV PETH | 214486 | 33/11 KV Peth subststion.
08023339 | DLMS-Genus | 065 | TCPIP_DLMS | GSM | Feeder | 4714 | 203 | MAHALUNGE PADWAL | 214457 | 33/11KV KALAMB S/S
X0398656 | DLMS-Secure | 055 | TCPIP_DLMS | GSM | Feeder | 4714 | 206 | AAMONDI FEEDER | 214404 | 33 KV GHODEGAON
X0398657 | DLMS-Secure | 055 | TCPIP_DLMS | GSM | Feeder | 4714 | 203 | SHINOLI | 214404 | 33 KV GHODEGAON
08024916 | DLMS-Genus | 065 | TCPIP_DLMS | GSM | Feeder | 4714 | 201 | Kolwadi | 214474 | 33 KV WADGAON
XB465547 | DLMS-Secure | 055 | TCPIP_Secure | GSM | Feeder | 4714 | 204 | 11 KV SAKORE FEEDER | 214474 | 33 KV WADGAON
18205526 | DLMS-LnT | 053 | TCPIP_DLMS | GSM | Feeder | 4714 | 205 | ITI EXPRESS FEEDER | 214404 | 33 KV GHODEGAON
X2192091 | DLMS-Secure | 055 | TCPIP_Secure | GSM | Feeder | 4714 | 205 | 11 KV KAREGAON GAVTHAN | 214486 | 33/11 KV Peth subststion.
X2192092 | Secure | 055 | TCPIP_Secure | GSM | Feeder | 4714 | 206 | 11 KV BHAVADI | 214486 | 33/11 KV Peth subststion.
08023847 | DLMS-Genus | 065 | TCPIP_DLMS | GSM | Feeder | 4714 | 204 | Kotamdara | 214404 | 33 KV GHODEGAON
08023801 | DLMS-Genus | 065 | TCPIP_DLMS | GSM | Feeder | 4714 | 202 | GHODEGAON | 214404 | 33 KV GHODEGAON
04581406 | DLMS-Genus | 065 | TCPIP_DLMS | GSM | Feeder | 4714 | 202 | 11 KV BHIMASHANKAR | 214445 | 33/11KV TALEGHAR
19858861 | DLMS-LnT | 053 | TCPIP_DLMS | GSM | Feeder | 4714 | 202 | Sultanpur | 214474 | 33 KV WADGAON
19858903 | DLMS-LnT | 053 | TCPIP_DLMS | GSM | Feeder | 4714 | 204 | PETH GFSS | 214486 | 33/11 KV Peth subststion.
X0400665 | DLMS-Secure | 055 | TCPIP_DLMS | GSM | Feeder | 4714 | 206 | 11kV Lauki | 214457 | 33/11KV KALAMB S/S
04581735 | DLMS-Genus | 065 | TCPIP_DLMS | GSM | Feeder | 4714 | 207 | Amar Flooring | 214457 | 33/11KV KALAMB S/S
X2192098 | DLMS-Secure | 055 | TCPIP_DLMS | GSM | Feeder | 4714 | 201 | 11KV KURWANDI | 214486 | 33/11 KV Peth subststion.
X2192097 | DLMS-Secure | 055 | TCPIP_DLMS | GSM | Feeder | 4714 | 203 | 11 KV PARGAON | 214486 | 33/11 KV Peth subststion.
MSE86295 | Secure | 055 | TCPIP_Secure | GSM | Feeder | 4714 | 202 | EKLAHARE | 214457 | 33/11KV KALAMB S/S
09184116 | LnT | 053 | TCPIP_LnT_9600 | GSM | Feeder | 4714 | 205 | 11kV Nandur | 214457 | 33/11KV KALAMB S/S
MSE86259 | Secure | 055 | TCPIP_Secure | GSM | Feeder | 4714 | 201 | KALAMB | 214457 | 33/11KV KALAMB S/S
X0400605 | DLMS-Secure | 055 | TCPIP_DLMS | GSM | Feeder | 4714 | 203 | 11 KV AHUPE | 214445 | 33/11KV TALEGHAR
XB465546 | DLMS-Secure | 055 | TCPIP_DLMS | GSM | Feeder | 4714 | 203 | 11kV Chass | 214474 | 33 KV WADGAON
X0398653 | DLMS-Secure | 055 | TCPIP_DLMS | GSM | Feeder | 4714 | 201 | NARODI | 214404 | 33 KV GHODEGAON
MSE86098 | Secure | 055 | TCPIP_Secure | GSM | Feeder | 5843 | 204 | JUNNAR | 214402 | 33/11KV JUNNAR
XD453506 | DLMS-Secure | 055 | TCPIP_DLMS | GSM | Feeder | 5843 | 208 | 11KV PARDESHPURA | 214402 | 33/11KV JUNNAR
X0401637 | DLMS-Secure | 055 | TCPIP_DLMS | GSM | Feeder | 5843 | 205 | PIMPALGAON | 214402 | 33/11KV JUNNAR
X0400533 | DLMS-Secure | 055 | TCPIP_DLMS | GSM | Feeder | 5843 | 206 | 11KV AMRAPUR | 214402 | 33/11KV JUNNAR
XB449627 | DLMS-Secure | 055 | TCPIP_DLMS | GSM | Feeder | 5843 | 205 | 11 KV KURAN | 214416 | 33 KV HIVARE
MSE86093 | Secure | 055 | TCPIP_Secure | GSM | Feeder | 5843 | 202 | MANIKDOH | 214402 | 33/11KV JUNNAR
MSE85916 | Secure | 055 | TCPIP_Secure | GSM | Feeder | 5843 | 203 | 11 KV BORGHAR | 214454 | 33/11KV YENERE
MS906907 | Secure | 055 | TCPIP_Secure | GSM | Feeder | 5843 | 203 | SOMATWADI | 214412 | 33/11KV APTALE
MSE86198 | Secure | 055 | TCPIP_Secure | GSM | Feeder | 5843 | 203 | 11 KV OZAR | 214402 | 33/11KV JUNNAR
09184107 | LnT | 053 | TCPIP_LnT_9600 | GSM | Feeder | 5843 | 204 | GANPATI DEVSTHAN (OZAR) | 214416 | 33 KV HIVARE
MSE86228 | Secure | 055 | TCPIP_Secure | GSM | Feeder | 5843 | 202 | HIVRE | 214416 | 33 KV HIVARE
MSE86229 | Secure | 055 | TCPIP_Secure | GSM | Feeder | 5843 | 201 | YENERE | 214454 | 33/11KV YENERE
07426500 | LnT | 053 | TCPIP_LnT_9600 | GSM | Feeder | 5843 | 201 | SHIROLI | 214416 | 33 KV HIVARE
MS906904 | Secure | 055 | TCPIP_Secure | GSM | Feeder | 5843 | 201 | AMBOLI | 214412 | 33/11KV APTALE
MSE86230 | Secure | 055 | TCPIP_Secure | GSM | Feeder | 5843 | 202 | TAMBE | 214454 | 33/11KV YENERE
MSP52733 | DLMS-Secure | 055 | TCPIP_DLMS | GSM | Feeder | 5843 | 207 | 11 KV HIRDI FEEDER | 214402 | 33/11KV JUNNAR
X0400606 | DLMS-Secure | 055 | TCPIP_DLMS | GSM | Feeder | 5843 | 203 | BHORWADI | 214416 | 33 KV HIVARE
X0401733 | DLMS-Secure | 055 | TCPIP_DLMS | GSM | Feeder | 5843 | 201 | SHIVNERI | 214402 | 33/11KV JUNNAR
X0402999 | DLMS-Secure | 055 | TCPIP_DLMS | GSM | Feeder | 5843 | 202 | GHATGHAR | 214412 | 33/11KV APTALE
04581975 | DLMS-Genus | 065 | TCPIP_DLMS | GSM | Feeder | 5819 | 201 | 11KV KATHAPUR | 214440 | 33/11KV KATHAPUR
12628129 | DLMS-LnT | 053 | TCPIP_DLMS | GSM | Feeder | 5819 | 201 | 11KV PARGAON | 214407 | 33/11KV NIRGUDSAR
MSE86270 | Secure | 055 | TCPIP_Secure | GSM | Feeder | 5819 | 213 | 11 KV TAPNESHWAR | 214413 | 33/11KV MANCHAR
XB410740 | DLMS-Secure | 055 | TCPIP_DLMS | GSM | Feeder | 5819 | 203 | 11KV SHINGAVE | 214521 | 33/11KV SHINGAVE
X1251776 | DLMS-Secure | 055 | TCPIP_DLMS | GSM | Feeder | 5819 | 201 | 11 KV PIMPALGAON | 214413 | 33/11KV MANCHAR
08023842 | DLMS-Genus | 065 | TCPIP_DLMS | GSM | Feeder | 5819 | 203 | 11KV LAKHANGAON | 214440 | 33/11KV KATHAPUR
X0403155 | DLMS-Secure | 055 | TCPIP_DLMS | GSM | Feeder | 5819 | 203 | 11 KV MANCHAR | 214413 | 33/11KV MANCHAR
X0400604 | DLMS-Secure | 055 | TCPIP_DLMS | GSM | Feeder | 5819 | 208 | 11 KV MORDEWADI GFSS | 214413 | 33/11KV MANCHAR
08023844 | DLMS-Genus | 065 | TCPIP_DLMS | GSM | Feeder | 5819 | 212 | 11KV CHIMBALKAR STONE CRUSHER | 214413 | 33/11KV MANCHAR
17272406 | DLMS-LnT | 053 | TCPIP_DLMS | GSM | Feeder | 5819 | 204 | 11KV MENGADEWADI | 214407 | 33/11KV NIRGUDSAR
17272407 | DLMS-LnT | 053 | TCPIP_DLMS | GSM | Feeder | 5819 | 202 | 11KV NIRGUDSAR | 214407 | 33/11KV NIRGUDSAR
17272378 | DLMS-LnT | 053 | TCPIP_DLMS | GSM | Feeder | 5819 | 202 | 11KV KANIPHNATH | 214475 | 33/11kV PIMPALGAON
17272405 | DLMS-LnT | 053 | TCPIP_DLMS | GSM | Feeder | 5819 | 205 | 11KV JARKARWADI | 214407 | 33/11KV NIRGUDSAR
X1251879 | DLMS-Secure | 055 | TCPIP_DLMS | GSM | Feeder | 5819 | 202 | 11KV DEOGAON | 214440 | 33/11KV KATHAPUR
08023821 | DLMS-Genus | 065 | TCPIP_DLMS | GSM | Feeder | 5819 | 207 | BHAGDESHWAR | 214458 | 33/11KV RANJANI
08023810 | DLMS-Genus | 065 | TCPIP_DLMS | GSM | Feeder | 5819 | 203 | 11KV KHADAKI | 214475 | 33/11kV PIMPALGAON
08023808 | DLMS-Genus | 065 | TCPIP_DLMS | GSM | Feeder | 5819 | 203 | 11KV-GANJEWADI | 214458 | 33/11KV RANJANI
08023231 | DLMS-Genus | 065 | TCPIP_DLMS | GSM | Feeder | 5819 | 202 | 11KV AVSARI | 214413 | 33/11KV MANCHAR
08023222 | DLMS-Genus | 065 | TCPIP_DLMS | GSM | Feeder | 5819 | 207 | 11 KV CHANDOLI GFSS | 214413 | 33/11KV MANCHAR
08024909 | DLMS-Genus | 065 | TCPIP_DLMS | GSM | Feeder | 5819 | 201 | 11KV SHRIRAM | 214475 | 33/11kV PIMPALGAON
19858855 | DLMS-LnT | 053 | TCPIP_DLMS | GSM | Feeder | 5819 | 205 | WESTORN HILLS | 214458 | 33/11KV RANJANI
04580698 | DLMS-Genus | 065 | TCPIP_DLMS | GSM | Feeder | 5819 | 206 | 11KV NAGAPUR | 214458 | 33/11KV RANJANI
19858934 | DLMS-LnT | 053 | TCPIP_DLMS | GSM | Feeder | 5819 | 202 | 11KV KATHAPUR ROAD | 214518 | 33/11KV PIMPARKHED
18205545 | DLMS-LnT | 053 | TCPIP_DLMS | GSM | Feeder | 5819 | 211 | 11 KV GOV POLYTECHNIC EXPRESS | 214413 | 33/11KV MANCHAR
04582313 | DLMS-Genus | 065 | TCPIP_DLMS | GSM | Feeder | 5819 | 203 | 11KV AMBEWADI | 214518 | 33/11KV PIMPARKHED
X0401770 | DLMS-Secure | 055 | TCPIP_DLMS | GSM | Feeder | 5819 | 402 | 33 KV PARAG EXPRESS | 214413 | 33/11KV MANCHAR
X0401762 | DLMS-Secure | 055 | TCPIP_DLMS | GSM | Feeder | 5819 | 403 | 33 KV MORADE FOOD EXPRESS | 214413 | 33/11KV MANCHAR
MSE86268 | Secure | 055 | TCPIP_Secure | GSM | Feeder | 5819 | 205 | 11 KV NIGHOTWADI | 214413 | 33/11KV MANCHAR
13070663 | LnT | 053 | TCPIP_LnT_9600 | GSM | Feeder | 5819 | 201 | 11KV MUKTAI | 214518 | 33/11KV PIMPARKHED
13045246 | LnT | 053 | TCPIP_LnT_9600 | GSM | Feeder | 5819 | 203 | 11KV JAWALE | 214407 | 33/11KV NIRGUDSAR
X1251801 | DLMS-Secure | 055 | TCPIP_DLMS | GSM | Feeder | 5819 | 204 | 11KV KATHAPUR GFFS | 214440 | 33/11KV KATHAPUR
04582225 | DLMS-Genus | 065 | TCPIP_DLMS | GSM | Feeder | 5819 | 205 | 11KV PONDEWADI | 214440 | 33/11KV KATHAPUR
00380462 | DLMS-HPL | 076 | TCPIP_DLMS | GSM | Feeder | 5819 | 204 | 11 KV THORANDALE | 214458 | 33/11KV RANJANI
00380468 | DLMS-HPL | 076 | TCPIP_DLMS | GSM | Feeder | 5819 | 202 | 11KV WALTI | 214458 | 33/11KV RANJANI
00380489 | DLMS-HPL | 076 | TCPIP_DLMS | GSM | Feeder | 5819 | 201 | 11 KV RAJANI | 214458 | 33/11KV RANJANI
00380464 | DLMS-HPL | 076 | TCPIP_DLMS | GSM | Feeder | 5819 | 206 | 11KV TAWAREWADI | 214413 | 33/11KV MANCHAR
XB434012 | DLMS-Secure | 055 | TCPIP_DLMS | GSM | Feeder | 5819 | 201 | TAVREWADI | 214538 | 33/11KV AWASARI
XB434004 | DLMS-Secure | 055 | TCPIP_DLMS | GSM | Feeder | 5819 | 203 | BHAIRAVNATH | 214538 | 33/11KV AWASARI
XB434009 | DLMS-Secure | 055 | TCPIP_DLMS | GSM | Feeder | 5819 | 202 | GAWADEWADI | 214538 | 33/11KV AWASARI
XB410754 | DLMS-Secure | 055 | TCPIP_DLMS | GSM | Feeder | 5819 | 201 | KHADAKWADI | 214529 | 33/11KV LONI
XB410756 | DLMS-Secure | 055 | TCPIP_DLMS | GSM | Feeder | 5819 | 202 | 11KV SANGAM | 214521 | 33/11KV SHINGAVE
XB410755 | DLMS-Secure | 055 | TCPIP_DLMS | GSM | Feeder | 5819 | 202 | LONI | 214529 | 33/11KV LONI
XB434007 | DLMS-Secure | 055 | TCPIP_DLMS | GSM | Feeder | 5819 | 204 | 11KV PIMPARKHED GFFS | 214518 | 33/11KV PIMPARKHED
XB465549 | DLMS-Secure | 055 | TCPIP_DLMS | GSM | Feeder | 5819 | 205 | 11KV PIMPARKHED | 214518 | 33/11KV PIMPARKHED
XB465544 | DLMS-Secure | 055 | TCPIP_DLMS | GSM | Feeder | 5819 | 207 | 11KV CHANDOH | 214518 | 33/11KV PIMPARKHED
XB465542 | DLMS-Secure | 055 | TCPIP_DLMS | GSM | Feeder | 5819 | 206 | 11KV TUKAI DEVI | 214518 | 33/11KV PIMPARKHED
XB465548 | DLMS-Secure | 055 | TCPIP_DLMS | GSM | Feeder | 5819 | 205 | 11KV BHAGDI | 214521 | 33/11KV SHINGAVE
XB465545 | DLMS-Secure | 055 | TCPIP_DLMS | GSM | Feeder | 5819 | 204 | 11KV WADI MALA | 214521 | 33/11KV SHINGAVE
XB434006 | DLMS-Secure | 055 | TCPIP_DLMS | GSM | Feeder | 5819 | 204 | SAHARA MILK | 214529 | 33/11KV LONI
XB465551 | DLMS-Secure | 055 | TCPIP_DLMS | GSM | Feeder | 5819 | 206 | 11KV DATTA MANDIR | 214521 | 33/11KV SHINGAVE
MSP59905 | DLMS-Secure | 055 | TCPIP_DLMS | GSM | Feeder | 5819 | 203 | DHAMNI | 214529 | 33/11KV LONI
12628338 | DLMS-LnT | 053 | TCPIP_DLMS | GSM | Feeder | 5819 | 206 | 11KV BHARADI | 214407 | 33/11KV NIRGUDSAR
XB405572 | DLMS-Secure | 055 | TCPIP_DLMS | GSM | Feeder | 5819 | 201 | 11KV PARGAON ROAD | 214521 | 33/11KV SHINGAVE
04580669 | DLMS-Genus | 065 | TCPIP_DLMS | GSM | Feeder | 5819 | 207 | 11KV SUYOG INDUSTRIAL | 214407 | 33/11KV NIRGUDSAR
07427134 | LnT | 053 | TCPIP_LnT_9600 | GSM | Feeder | 5835 | 205 | SAWARGAON | 217006 | 132 KV NARAYANGAON
09184127 | LnT | 053 | TCPIP_LnT_9600 | GSM | Feeder | 5835 | 202 | Nagadwadi | 214434 | 33 KV KANDALI
XB414451 | DLMS-Secure | 055 | TCPIP_DLMS | GSM | Feeder | 5835 | 202 | KALAMJAI | 214539 | HIWARE TARFE NARAYANGAON
XB414452 | DLMS-Secure | 055 | TCPIP_DLMS | GSM | Feeder | 5835 | 205 | JAI KISAN EXPRESS | 214515 | 33/11 KV Khodad
XB414450 | DLMS-Secure | 055 | TCPIP_DLMS | GSM | Feeder | 5835 | 201 | kHANDOBA | 214539 | HIWARE TARFE NARAYANGAON
X0403010 | DLMS-Secure | 055 | TCPIP_DLMS | GSM | Feeder | 5835 | 206 | SHRI DATTA | 214481 | 33/11 KV Yedgaon
X0400077 | DLMS-Secure | 055 | TCPIP_DLMS | GSM | Feeder | 5835 | 206 | 11 KV BHAGYASHWAR WARULWADI | 217006 | 132 KV NARAYANGAON
X0400078 | DLMS-Secure | 055 | TCPIP_DLMS | GSM | Feeder | 5835 | 202 | 11 KV MUKTAI SATPUDA GAOTHAN | 217006 | 132 KV NARAYANGAON
08024878 | DLMS-Genus | 065 | TCPIP_DLMS | GSM | Feeder | 5835 | 201 | Shri Ganesh | 214481 | 33/11 KV Yedgaon
08025221 | DLMS-Genus | 065 | TCPIP_DLMS | GSM | Feeder | 5835 | 201 | Wadgaon | 214456 | 33 KV SAWARGAON
X0398977 | Secure | 055 | TCPIP_Secure | GSM | Feeder | 5835 | 201 | ARVI | 217006 | 132 KV NARAYANGAON
X0401608 | Secure | 055 | TCPIP_Secure | GSM | Feeder | 5835 | 207 | 11 KV KHODAD AG | 217006 | 132 KV NARAYANGAON
X0403187 | DLMS-Secure | 055 | TCPIP_DLMS | GSM | Feeder | 5835 | 206 | 11 KV ZAPWADI | 214467 | 33 KV PARGAON MANGRUL
08023225 | DLMS-Genus | 065 | TCPIP_DLMS | GSM | Feeder | 5835 | 203 | Sawargaon-Khilarwadi | 214456 | 33 KV SAWARGAON
08024849 | DLMS-Genus | 065 | TCPIP_DLMS | GSM | Feeder | 5835 | 201 | 11 KV NEHARWADI | 214516 | 33/11 KV Pimpalwandi
17272355 | DLMS-LnT | 053 | TCPIP_DLMS | GSM | Feeder | 5835 | 201 | MIDC | 214434 | 33 KV KANDALI
X0398659 | DLMS-Secure | 055 | TCPIP_DLMS | GSM | Feeder | 5835 | 203 | kandali Gaothan | 214434 | 33 KV KANDALI
17272357 | DLMS-LnT | 053 | TCPIP_DLMS | GSM | Feeder | 5835 | 203 | GFSS Vadgaon Gaonthan | 214480 | Kandali Village
04581754 | DLMS-Genus | 065 | TCPIP_DLMS | GSM | Feeder | 5835 | 202 | Abhangwadi | 214480 | Kandali Village
04581436 | DLMS-Genus | 065 | TCPIP_DLMS | GSM | Feeder | 5835 | 207 | SHIROLI | 214411 | 33/11KV S/S SHIROLI
04581957 | DLMS-Genus | 065 | TCPIP_DLMS | GSM | Feeder | 5835 | 204 | Sondewadi | 214459 | 33/11KV S/S UMBRAJ
04582254 | DLMS-Genus | 065 | TCPIP_DLMS | GSM | Feeder | 5835 | 204 | 11 KV Malwadi | 214411 | 33/11KV S/S SHIROLI
04582904 | DLMS-Genus | 065 | TCPIP_DLMS | GSM | Feeder | 5835 | 205 | 11 KV Nimgaon Sava | 214411 | 33/11KV S/S SHIROLI
04581795 | DLMS-Genus | 065 | TCPIP_DLMS | GSM | Feeder | 5835 | 201 | Vadgaon (Kandali) | 214480 | Kandali Village
04580631 | DLMS-Genus | 065 | TCPIP_DLMS | GSM | Feeder | 5835 | 201 | Pimpri Kawal | 214467 | 33 KV PARGAON MANGRUL
04581414 | DLMS-Genus | 065 | TCPIP_DLMS | GSM | Feeder | 5835 | 202 | MAHALAXMI | 214459 | 33/11KV S/S UMBRAJ
04580538 | DLMS-Genus | 065 | TCPIP_DLMS | GSM | Feeder | 5835 | 201 | UMBRAJ | 214459 | 33/11KV S/S UMBRAJ
04581968 | DLMS-Genus | 065 | TCPIP_DLMS | GSM | Feeder | 5835 | 203 | BELA PRADESHIK | 214459 | 33/11KV S/S UMBRAJ
04583282 | DLMS-Genus | 065 | TCPIP_DLMS | GSM | Feeder | 5835 | 204 | 11 KV VAISNODHAM | 214456 | 33 KV SAWARGAON
04581489 | DLMS-Genus | 065 | TCPIP_DLMS | GSM | Feeder | 5835 | 205 | 11 KV BASTI | 214456 | 33 KV SAWARGAON
X2093096 | DLMS-Secure | 055 | TCPIP_DLMS | GSM | Feeder | 5835 | 206 | 11 KB MAHANUBHAV EXPRESS FEEDER | 214515 | 33/11 KV Khodad
X0401647 | DLMS-Secure | 055 | TCPIP_DLMS | GSM | Feeder | 5835 | 204 | NARAYANGAON AG | 217006 | 132 KV NARAYANGAON
04582911 | DLMS-Genus | 065 | TCPIP_DLMS | GSM | Feeder | 5835 | 203 | 11 KV CHALAKWADI | 214516 | 33/11 KV Pimpalwandi
05040421 | DLMS-HPL | 076 | TCPIP_DLMS | GSM | Feeder | 5835 | 201 | 11 KV Amarwadi | 214515 | 33/11 KV Khodad
04582104 | DLMS-Genus | 065 | TCPIP_DLMS | GSM | Feeder | 5835 | 203 | AURANGPUR PARGAON | 214411 | 33/11KV S/S SHIROLI
04581687 | DLMS-Genus | 065 | TCPIP_DLMS | GSM | Feeder | 5835 | 203 | SHIVAHARI | 214539 | HIWARE TARFE NARAYANGAON
04581837 | DLMS-Genus | 065 | TCPIP_DLMS | GSM | Feeder | 5835 | 204 | AURANGPUR | 214467 | 33 KV PARGAON MANGRUL
04582297 | DLMS-Genus | 065 | TCPIP_DLMS | GSM | Feeder | 5835 | 202 | MANGRUL | 214467 | 33 KV PARGAON MANGRUL
04582196 | DLMS-Genus | 065 | TCPIP_DLMS | GSM | Feeder | 5835 | 203 | Pargaon | 214467 | 33 KV PARGAON MANGRUL
04580574 | DLMS-Genus | 065 | TCPIP_DLMS | GSM | Feeder | 5835 | 201 | BORI | 214411 | 33/11KV S/S SHIROLI
04582246 | DLMS-Genus | 065 | TCPIP_DLMS | GSM | Feeder | 5835 | 205 | 11 KV RAMWADI | 214467 | 33 KV PARGAON MANGRUL
XB441496 | DLMS-Secure | 055 | TCPIP_DLMS | GSM | Feeder | 5835 | 205 | UMBRESHWAR | 214459 | 33/11KV S/S UMBRAJ
04580630 | DLMS-Genus | 065 | TCPIP_DLMS | GSM | Feeder | 5835 | 208 | SULTANPUR | 214411 | 33/11KV S/S SHIROLI
09184119 | LnT | 053 | TCPIP_LnT_9600 | GSM | Feeder | 5835 | 204 | Vaishakhed | 214434 | 33 KV KANDALI
17272356 | DLMS-LnT | 053 | NON_AMR_MODEM | GSM | Feeder | 5835 | 201 | SOUTH -RANJANI- | 214417 | 33/11 KV S/S GMRT KHODAD
17272403 | DLMS-LnT | 053 | NON_AMR_MODEM | GSM | Feeder | 5835 | 202 | WEST -NARAYANGAON- | 214417 | 33/11 KV S/S GMRT KHODAD
17272404 | DLMS-LnT | 053 | NON_AMR_MODEM | GSM | Feeder | 5835 | 203 | EAST -BORI- | 214417 | 33/11 KV S/S GMRT KHODAD
04582267 | DLMS-Genus | 065 | TCPIP_DLMS | GSM | Feeder | 5835 | 202 | 11 KV KALEKARWADI | 214516 | 33/11 KV Pimpalwandi
05040470 | DLMS-HPL | 076 | TCPIP_DLMS | GSM | Feeder | 5835 | 202 | 11 KV JAGDAMBA | 214515 | 33/11 KV Khodad
05040477 | DLMS-HPL | 076 | TCPIP_DLMS | GSM | Feeder | 5835 | 203 | 11 kv GADACHIWADI | 214515 | 33/11 KV Khodad
05040474 | DLMS-HPL | 076 | TCPIP_DLMS | GSM | Feeder | 5835 | 204 | 11 KV SWAMINAGAR | 214515 | 33/11 KV Khodad
05040449 | DLMS-HPL | 076 | TCPIP_DLMS | GSM | Feeder | 5835 | 203 | Yedeshwar | 214481 | 33/11 KV Yedgaon
05040364 | DLMS-HPL | 076 | TCPIP_DLMS | GSM | Feeder | 5835 | 202 | Jay Malhar | 214481 | 33/11 KV Yedgaon
05040469 | DLMS-HPL | 076 | TCPIP_DLMS | GSM | Feeder | 5835 | 205 | BHOLENATH | 214481 | 33/11 KV Yedgaon
04582039 | DLMS-Genus | 065 | TCPIP_DLMS | GSM | Feeder | 5835 | 202 | SALWADI | 214411 | 33/11KV S/S SHIROLI
04580643 | DLMS-Genus | 065 | TCPIP_DLMS | GSM | Feeder | 5835 | 206 | 11kV Jadhavwadi | 214411 | 33/11KV S/S SHIROLI
05040404 | DLMS-HPL | 076 | TCPIP_DLMS | GSM | Feeder | 5835 | 202 | Malganga | 214456 | 33 KV SAWARGAON
05040343 | DLMS-HPL | 076 | TCPIP_DLMS | GSM | Feeder | 5835 | 204 | KANIFNATH | 214481 | 33/11 KV Yedgaon
17270922 | LnT | 053 | TCPIP_LnT_9600 | GSM | Feeder | 0817 | 311 | 22 kV Amtek | 219018 | 400KV LONIKAND
08024871 | DLMS-Genus | 065 | TCPIP_DLMS | GSM | Feeder | 0817 | 303 | 22 KV SPARE | 213504 | 22/22 KV ROHAN ABHILASHA
17271152 | DLMS-LnT | 053 | TCPIP_DLMS | GSM | Feeder | 0817 | 301 | Markal-1 | 219018 | 400KV LONIKAND
17271149 | DLMS-LnT | 053 | TCPIP_DLMS | GSM | Feeder | 0817 | 304 | Talegaon -D- | 219018 | 400KV LONIKAND
17271150 | DLMS-LnT | 053 | TCPIP_DLMS | GSM | Feeder | 0817 | 302 | Pabal | 219018 | 400KV LONIKAND
XD413922 | DLMS-Secure | 055 | TCPIP_DLMS | GSM | Feeder | 0817 | 303 | 22 KV NAGAR ROAD | 213500 | 22/22 KV GANGA VATIKA SWITCHING STATION
X0401754 | DLMS-Secure | 055 | TCPIP_DLMS | GSM | Feeder | 0817 | 322 | 22 KV COROLLA REALTY 2 | 219018 | 400KV LONIKAND
MSE85895 | Secure | 055 | TCPIP_Secure | GSM | Feeder | 0817 | 317 | Lonikand Sub-Substation-II | 219018 | 400KV LONIKAND
MSE85883 | Secure | 055 | TCPIP_Secure | GSM | Feeder | 0817 | 306 | WADHU | 219018 | 400KV LONIKAND
13003695 | LnT | 053 | TCPIP_LnT_9600 | GSM | Feeder | 0817 | 303 | phulmala | 213435 | 22/22 PURVRANG SUBSTATION
13020333 | LnT | 053 | TCPIP_LnT_9600 | GSM | Feeder | 0817 | 302 | MANJARI | 213435 | 22/22 PURVRANG SUBSTATION
04580638 | DLMS-Genus | 065 | TCPIP_DLMS | GSM | Feeder | 0817 | 302 | 22 KV IVY VILLA | 213461 | 22/22 KV IVY SWITCHING
04581938 | DLMS-Genus | 065 | TCPIP_DLMS | GSM | Feeder | 0817 | 303 | STATION TRANSFORMER | 213461 | 22/22 KV IVY SWITCHING
X0401771 | DLMS-Secure | 055 | TCPIP_DLMS | GSM | Feeder | 0817 | 301 | SAI SATYAM | 213435 | 22/22 PURVRANG SUBSTATION
04582119 | DLMS-Genus | 065 | TCPIP_DLMS | GSM | Feeder | 0817 | 301 | 22 KV IVY APARTMENT | 213461 | 22/22 KV IVY SWITCHING
18205518 | DLMS-LnT | 053 | TCPIP_DLMS | GSM | Feeder | 0817 | 303 | ARMACELL | 213413 | 22/22 KV SANGHAR SWITCHING STATION
19858930 | DLMS-LnT | 053 | TCPIP_DLMS | GSM | Feeder | 0817 | 302 | GKN DRIVELINES | 213413 | 22/22 KV SANGHAR SWITCHING STATION
04581705 | DLMS-Genus | 065 | TCPIP_DLMS | GSM | Feeder | 0817 | 302 | 22 KV ROHAN ABHILASHA 2 | 213504 | 22/22 KV ROHAN ABHILASHA
MSE85854 | Secure | 055 | TCPIP_Secure | GSM | Feeder | 0817 | 319 | 22 Kv Fulgaon Industrial | 219018 | 400KV LONIKAND
MSE85885 | Secure | 055 | TCPIP_Secure | GSM | Feeder | 0817 | 307 | MARKAL-II | 219018 | 400KV LONIKAND
MSE85874 | Secure | 055 | TCPIP_Secure | GSM | Feeder | 0817 | 308 | B.U.BHANDARI | 219018 | 400KV LONIKAND
MSE86016 | Secure | 055 | TCPIP_Secure | GSM | Feeder | 0817 | 316 | Lonikand Sub-station-I | 219018 | 400KV LONIKAND
MSE85881 | Secure | 055 | TCPIP_Secure | GSM | Feeder | 0817 | 309 | substation supply | 219018 | 400KV LONIKAND
MSE85882 | Secure | 055 | TCPIP_Secure | GSM | Feeder | 0817 | 321 | WAGHESHWAR | 219018 | 400KV LONIKAND
08023348 | DLMS-Genus | 065 | TCPIP_DLMS | GSM | Feeder | 0817 | 304 | CONCENTRIC PUMPS | 213413 | 22/22 KV SANGHAR SWITCHING STATION
08023297 | DLMS-Genus | 065 | TCPIP_DLMS | GSM | Feeder | 0817 | 301 | VOLVO INDIA | 213413 | 22/22 KV SANGHAR SWITCHING STATION
X0401755 | DLMS-Secure | 055 | TCPIP_DLMS | GSM | Feeder | 0817 | 305 | Kalyani | 219018 | 400KV LONIKAND
X1837569 | DLMS-Secure | 055 | TCPIP_DLMS | GSM | Feeder | 0817 | 305 | 22 KV WEBASTO | 213413 | 22/22 KV SANGHAR SWITCHING STATION
X0401757 | DLMS-Secure | 055 | TCPIP_DLMS | GSM | Feeder | 0817 | 310 | 22kv colony | 219018 | 400KV LONIKAND
X0401756 | DLMS-Secure | 055 | TCPIP_DLMS | GSM | Feeder | 0817 | 313 | 22 kvstone crusher | 219018 | 400KV LONIKAND
XD413677 | DLMS-Secure | 055 | TCPIP_DLMS | GSM | Feeder | 0817 | 301 | 22 KV KESANAND | 213500 | 22/22 KV GANGA VATIKA SWITCHING STATION
XD413933 | DLMS-Secure | 055 | TCPIP_DLMS | GSM | Feeder | 0817 | 302 | 22 KV VITHAI | 213500 | 22/22 KV GANGA VATIKA SWITCHING STATION
08024752 | DLMS-Genus | 065 | TCPIP_DLMS | GSM | Feeder | 0817 | 301 | 22 KV ROHAN ABHILASHA 1 | 213504 | 22/22 KV ROHAN ABHILASHA
X0398857 | DLMS-Secure | 055 | TCPIP_DLMS | GSM | Feeder | 0817 | 312 | 22 KV ZF | 219018 | 400KV LONIKAND
17271140 | DLMS-LnT | 053 | TCPIP_DLMS | GSM | Feeder | 0850 | 302 | 22 KV LAWALE | 213331 | 22 KV BHARE SWITCHING
X0401761 | DLMS-Secure | 055 | TCPIP_DLMS | GSM | Feeder | 0850 | 303 | VULCAN | 213331 | 22 KV BHARE SWITCHING
05049604 | DLMS-HPL | 076 | TCPIP_DLMS | GSM | Feeder | 0850 | 318 | 22KV PRESCIENT COLOR EXPRESS | 218043 | 220/33/22KV PIRANGUT
X1291750 | DLMS-Secure | 055 | TCPIP_DLMS | GSM | Feeder | 0850 | 302 | 22KV PANSHET COLONY | 213502 | 22/22 KV PANSHET SWITCHING STATION
X1291749 | DLMS-Secure | 055 | TCPIP_DLMS | GSM | Feeder | 0850 | 301 | 22KV GHOL | 213502 | 22/22 KV PANSHET SWITCHING STATION
X1249818 | DLMS-Secure | 055 | TCPIP_DLMS | GSM | Feeder | 0850 | 304 | 22KV SONAPUR | 213502 | 22/22 KV PANSHET SWITCHING STATION
X1291746 | DLMS-Secure | 055 | TCPIP_DLMS | GSM | Feeder | 0850 | 303 | 22KV SHIRKOLI | 213502 | 22/22 KV PANSHET SWITCHING STATION
XH407563 | DLMS-Secure | 055 | TCPIP_DLMS | GSM | Feeder | 0850 | 201 | VHTPL-1 | 213501 | V H TOWNSHIP PVT LTD
07427151 | LnT | 053 | TCPIP_LnT_9600 | GSM | Feeder | 0850 | 303 | INDUSTRIAL | 218043 | 220/33/22KV PIRANGUT
07427154 | LnT | 053 | TCPIP_LnT_9600 | GSM | Feeder | 0850 | 304 | Indoschottel | 218043 | 220/33/22KV PIRANGUT
07427150 | LnT | 053 | TCPIP_LnT_9600 | GSM | Feeder | 0850 | 312 | Lupin Express | 218043 | 220/33/22KV PIRANGUT
14033738 | LnT | 053 | TCPIP_LnT_9600 | GSM | Feeder | 0850 | 305 | Rihe Mix | 213331 | 22 KV BHARE SWITCHING
07427030 | LnT | 053 | TCPIP_LNT | GSM | Feeder | 0850 | 310 | 22 KV Engintech | 218043 | 220/33/22KV PIRANGUT
MSE85974 | Secure | 055 | TCPIP_Secure | GSM | Feeder | 0850 | 301 | PAUD | 218043 | 220/33/22KV PIRANGUT
17271155 | DLMS-LnT | 053 | TCPIP_DLMS | GSM | Feeder | 0850 | 309 | Symbiosis | 218043 | 220/33/22KV PIRANGUT
X1333407 | DLMS-Secure | 055 | TCPIP_DLMS | GSM | Feeder | 0850 | 301 | MAN | 213331 | 22 KV BHARE SWITCHING
08024740 | DLMS-Genus | 065 | TCPIP_DLMS | GSM | Feeder | 0850 | 202 | 11kv TAMHANI FEEDER | 213390 | 22/11KV MALE SUBSTATION
X0401766 | DLMS-Secure | 055 | TCPIP_Secure | GSM | Feeder | 0850 | 316 | 22KV SUVAS HOLDING | 218043 | 220/33/22KV PIRANGUT
17223944 | DLMS-LnT | 053 | TCPIP_DLMS | GSM | Feeder | 0850 | 301 | 22 KV KASARSAI | 213428 | KOLATE PATIL SWITCHING
19858838 | DLMS-LnT | 053 | TCPIP_DLMS | GSM | Feeder | 0850 | 303 | KOLTE PATIL R4 SECTOR | 213428 | KOLATE PATIL SWITCHING
19858957 | DLMS-LnT | 053 | TCPIP_DLMS | GSM | Feeder | 0850 | 302 | KOLATE PATIL R2 SECTOR | 213428 | KOLATE PATIL SWITCHING
19858926 | DLMS-LnT | 053 | TCPIP_DLMS | GSM | Feeder | 0850 | 304 | Paud Ambarwet AG Feeder | 213331 | 22 KV BHARE SWITCHING
05040416 | DLMS-HPL | 076 | TCPIP_DLMS | GSM | Feeder | 0850 | 301 | KUDAJE | 213338 | 22kV Khanapur Switching
05040438 | DLMS-HPL | 076 | TCPIP_DLMS | GSM | Feeder | 0850 | 303 | Osade | 213338 | 22kV Khanapur Switching
05040462 | DLMS-HPL | 076 | TCPIP_DLMS | GSM | Feeder | 0850 | 302 | Donje | 213338 | 22kV Khanapur Switching
X0398975 | DLMS-Secure | 055 | TCPIP_DLMS | GSM | Feeder | 0850 | 304 | PANSHET SWITCHING INCOMER | 217042 | 132 KV VARASGAON
XB441418 | DLMS-Secure | 055 | TCPIP_DLMS | GSM | Feeder | 0850 | 304 | 22KV MARUNJI GAOTHAN | 213428 | KOLATE PATIL SWITCHING
X0400073 | DLMS-Secure | 055 | TCPIP_DLMS | GSM | Feeder | 0850 | 303 | panshet | 217042 | 132 KV VARASGAON
X1459821 | DLMS-Secure | 055 | TCPIP_DLMS | GSM | Feeder | 0850 | 201 | 11KV LIFE REPUBLIC- R16 SECTOR | 213505 | 22/11KV KOLTE PATIL I-VEN TOWNSHIP
X0401645 | DLMS-Secure | 055 | TCPIP_DLMS | GSM | Feeder | 0850 | 306 | 22KV SUTARWADI | 213331 | 22 KV BHARE SWITCHING
X0401760 | DLMS-Secure | 055 | TCPIP_DLMS | GSM | Feeder | 0850 | 306 | COCA COLA | 218043 | 220/33/22KV PIRANGUT
04581811 | DLMS-Genus | 065 | TCPIP_DLMS | GSM | Feeder | 0850 | 203 | 11 KV KUMBHERI | 213390 | 22/11KV MALE SUBSTATION
07427152 | LnT | 053 | TCPIP_LnT_9600 | GSM | Feeder | 0850 | 308 | Urawade | 218043 | 220/33/22KV PIRANGUT
17272402 | DLMS-LnT | 053 | TCPIP_DLMS | GSM | Feeder | 0850 | 201 | 11 kv CEO MALE | 213390 | 22/11KV MALE SUBSTATION
17272382 | DLMS-LnT | 053 | TCPIP_DLMS | GSM | Feeder | 0868 | 202 | 11KV VELHA | 214469 | 33 KV PABE
17272381 | DLMS-LnT | 053 | TCPIP_DLMS | GSM | Feeder | 0868 | 201 | 11KV GHISAR | 214469 | 33 KV PABE
18205528 | DLMS-LnT | 053 | TCPIP_DLMS | GSM | Feeder | 0868 | 305 | 22KV RASIA EXPRESS | 214453 | 33/22 KV KHEDSHIVAPUR
X0401759 | DLMS-Secure | 055 | TCPIP_DLMS | GSM | Feeder | 0868 | 304 | 22KV WOM EXPRESS | 214453 | 33/22 KV KHEDSHIVAPUR
X0401625 | DLMS-Secure | 055 | TCPIP_DLMS | GSM | Feeder | 0868 | 405 | 33KV KONDHANPUR | 217044 | 132/33/22 KV KAMTHADI S/STN
X0401646 | DLMS-Secure | 055 | TCPIP_DLMS | GSM | Feeder | 0868 | 404 | 33KV VELU | 217044 | 132/33/22 KV KAMTHADI S/STN
X0401620 | DLMS-Secure | 055 | TCPIP_DLMS | GSM | Feeder | 0868 | 302 | 22 KV MOHARI | 217044 | 132/33/22 KV KAMTHADI S/STN
X0401765 | DLMS-Secure | 055 | TCPIP_DLMS | GSM | Feeder | 0868 | 302 | 22KV KALYAN | 214453 | 33/22 KV KHEDSHIVAPUR
04581521 | DLMS-Genus | 065 | TCPIP_DLMS | GSM | Feeder | 0868 | 301 | 22KV NASARAPUR VARVE | 217044 | 132/33/22 KV KAMTHADI S/STN
04581517 | DLMS-Genus | 065 | TCPIP_DLMS | GSM | Feeder | 0868 | 303 | 22 KV NASARAPUR GAVTHAN | 217044 | 132/33/22 KV KAMTHADI S/STN
X0403007 | DLMS-Secure | 055 | TCPIP_DLMS | GSM | Feeder | 0868 | 204 | 11KV WINZAR | 214469 | 33 KV PABE
MSE85849 | Secure | 055 | TCPIP_Secure | GSM | Feeder | 0868 | 401 | 33 KV Shogini Express. | 214501 | 33/33 Shogini Switching Stn.
13070638 | LnT | 053 | TCPIP_LnT_9600 | GSM | Feeder | 0868 | 307 | 22KV DESAI EXPRESS | 214453 | 33/22 KV KHEDSHIVAPUR
MSE86049 | Secure | 055 | TCPIP_Secure | GSM | Feeder | 0868 | 303 | 22KV SHIVARE | 214453 | 33/22 KV KHEDSHIVAPUR
MSE85917 | Secure | 055 | TCPIP_Secure | GSM | Feeder | 0868 | 306 | 22KV STAR EXPRESS | 214453 | 33/22 KV KHEDSHIVAPUR
MSE86050 | Secure | 055 | TCPIP_Secure | GSM | Feeder | 0868 | 301 | 22KV KATRAJ | 214453 | 33/22 KV KHEDSHIVAPUR
08037426 | LnT | 053 | TCPIP_LNT | GSM | Feeder | 0868 | 203 | 11 KV Margasani (AG) | 214469 | 33 KV PABE
X0401752 | DLMS-Secure | 055 | TCPIP_DLMS | GSM | Feeder | 0876 | 303 | PETH | 214494 | 33 KV/22 KV KOREGAON MUL
08024918 | DLMS-Genus | 065 | TCPIP_DLMS | GSM | Feeder | 0876 | 304 | ASHTAPUR GAOTHAN | 214494 | 33 KV/22 KV KOREGAON MUL
X0401764 | DLMS-Secure | 055 | TCPIP_DLMS | GSM | Feeder | 0876 | 302 | Shindewadi | 214494 | 33 KV/22 KV KOREGAON MUL
X0400076 | DLMS-Secure | 055 | TCPIP_DLMS | GSM | Feeder | 0876 | 307 | Hingangaon | 218034 | 220/22 KV THEUR
X0400075 | DLMS-Secure | 055 | TCPIP_DLMS | GSM | Feeder | 0876 | 302 | WALTI | 218034 | 220/22 KV THEUR
17271130 | DLMS-LnT | 053 | TCPIP_DLMS | GSM | Feeder | 0876 | 308 | Hingangaon Gaothan GFSS | 218034 | 220/22 KV THEUR
X0401614 | DLMS-Secure | 055 | TCPIP_DLMS | GSM | Feeder | 0876 | 309 | M/S. RISE & SHINE EXPRESS FEEDER | 218034 | 220/22 KV THEUR
17271131 | DLMS-LnT | 053 | TCPIP_DLMS | GSM | Feeder | 0876 | 303 | HPPH | 218034 | 220/22 KV THEUR
X1141836 | DLMS-Secure | 055 | TCPIP_DLMS | GSM | Feeder | 0876 | 300 | Station T/F | 218034 | 220/22 KV THEUR
X0401772 | DLMS-Secure | 055 | TCPIP_DLMS | GSM | Feeder | 0876 | 304 | Naigaon | 218034 | 220/22 KV THEUR
08024748 | DLMS-Genus | 065 | TCPIP_DLMS | GSM | Feeder | 0876 | 301 | Urulikanchan | 214494 | 33 KV/22 KV KOREGAON MUL
XC449217 | DLMS-Secure | 055 | TCPIP_DLMS | GSM | Feeder | 0876 | 305 | ULTRATECH | 214494 | 33 KV/22 KV KOREGAON MUL
X0401613 | DLMS-Secure | 055 | TCPIP_DLMS | GSM | Feeder | 0876 | 310 | MIT GROUP EXPRESS FEEDER | 218034 | 220/22 KV THEUR
17271132 | DLMS-LnT | 053 | TCPIP_DLMS | GSM | Feeder | 0876 | 301 | THEUR | 218034 | 220/22 KV THEUR
19859304 | DLMS-LnT | 053 | TCPIP_DLMS | GSM | Feeder | 4700 | 402 | PARTHASHARTI | 217040 | 132 KV MARKAL
04581576 | DLMS-Genus | 065 | TCPIP_DLMS | GSM | Feeder | 4700 | 302 | 22 KV SHELPIMPALGAON GFSSII | 214488 | 33 / 22 KV SHELPIMPALGAON
04582013 | DLMS-Genus | 065 | TCPIP_DLMS | GSM | Feeder | 4700 | 301 | 22 KV BAHUL AG FEEDER | 214488 | 33 / 22 KV SHELPIMPALGAON
X0853681 | DLMS-Secure | 055 | TCPIP_DLMS | GSM | Feeder | 4693 | 206 | 11KV APTIVE FEEDER | 214503 | 33 KV INDOSPACE
X0401419 | DLMS-Secure | 055 | TCPIP_DLMS | GSM | Feeder | 4693 | 205 | 11KV ROHAN CITY 2 | 214503 | 33 KV INDOSPACE
X0401747 | DLMS-Secure | 055 | TCPIP_DLMS | GSM | Feeder | 4693 | 401 | 33 kV Corning | 214510 | 33 kV Corning Switching
17272377 | DLMS-LnT | 053 | TCPIP_DLMS | GSM | Feeder | 4693 | 302 | MAHALUNGE | 214489 | 33 KV NAIKNAVARE SHWICHING
17223933 | DLMS-LnT | 053 | TCPIP_DLMS | GSM | Feeder | 4693 | 402 | 33 kV Schindler | 214510 | 33 kV Corning Switching
18205511 | DLMS-LnT | 053 | TCPIP_DLMS | GSM | Feeder | 4693 | 204 | 11KV ROHAN CITY 1 | 214503 | 33 KV INDOSPACE
X2162102 | DLMS-Secure | 055 | TCPIP_Secure | GSM | Feeder | 4693 | 301 | SW-22 KV EMERSON FEEDER | 213517 | 22/22 KV KINGFA SW
07427173 | LnT | 053 | TCPIP_LNT | GSM | Feeder | 4693 | 304 | 22 KV KHARABWADI | 217017 | 132/33/22KV CHAKAN S/S
07427174 | LnT | 053 | TCPIP_LNT | GSM | Feeder | 4693 | 301 | CHAKAN CITY | 217017 | 132/33/22KV CHAKAN S/S
07427059 | LnT | 053 | TCPIP_LNT | GSM | Feeder | 4700 | 401 | Silver Star Alloys | 217040 | 132 KV MARKAL
07411024 | LnT | 053 | TCPIP_LNT | GSM | Feeder | 4700 | 301 | NEW TANISH ORCHID | 217040 | 132 KV MARKAL
X0401745 | DLMS-Secure | 055 | TCPIP_DLMS | GSM | Feeder | 4693 | 302 | O/G 2 | 214548 | 33/22 KV VASULI SHINDE SUB STATION
XH407574 | DLMS-Secure | 055 | TCPIP_DLMS | GSM | Feeder | 4693 | 301 | 22 KV ESR | 213503 | 22 KV ESR WASULI SWITCHING STATION
17270903 | DLMS-LnT | 053 | TCPIP_DLMS | GSM | Feeder | 4693 | 301 | INDUSTRIAL PH II | 218062 | 220 KV CHAKAN PH-II
17270904 | DLMS-LnT | 053 | TCPIP_DLMS | GSM | Feeder | 4693 | 302 | 22 kV SHINDE | 218062 | 220 KV CHAKAN PH-II
X0403183 | DLMS-Secure | 055 | TCPIP_DLMS | GSM | Feeder | 4693 | 404 | BADAVE | 214489 | 33 KV NAIKNAVARE SHWICHING
08024741 | DLMS-Genus | 065 | TCPIP_DLMS | GSM | Feeder | 4693 | 401 | 33 KV PARKSON | 214489 | 33 KV NAIKNAVARE SHWICHING
X0401735 | DLMS-Secure | 055 | TCPIP_DLMS | GSM | Feeder | 4693 | 310 | VARROC | 218062 | 220 KV CHAKAN PH-II
17271113 | DLMS-LnT | 053 | TCPIP_DLMS | GSM | Feeder | 4693 | 702 | 132 kV BAJAJ | 217017 | 132/33/22KV CHAKAN S/S
Y0344055 | DLMS-Secure | 055 | TCPIP_DLMS | GSM | Feeder | 4693 | 401 | 33 KV YAPP | 214547 | 33 KV HYUNDAI SWITCHING
14756303 | DLMS-LnT | 053 | TCPIP_DLMS | GSM | Feeder | 4693 | 405 | TALAWADE (SYNTEL ) | 217017 | 132/33/22KV CHAKAN S/S
MSP54482 | DLMS-Secure | 055 | TCPIP_DLMS | GSM | Feeder | 4693 | 402 | ERICSSON | 214503 | 33 KV INDOSPACE
14756396 | DLMS-LnT | 053 | TCPIP_DLMS | GSM | Feeder | 4700 | 307 | PCMC SEWAGE PUMP EXPRESS | 217040 | 132 KV MARKAL
08023840 | DLMS-Genus | 065 | TCPIP_DLMS | GSM | Feeder | 4693 | 302 | 22 kV ALPHA | 213440 | 22 KV ARAI
X0400034 | DLMS-Secure | 055 | TCPIP_DLMS | GSM | Feeder | 4693 | 307 | 22 KV PHATJEA | 217017 | 132/33/22KV CHAKAN S/S
18086582 | DLMS-LnT | 053 | TCPIP_DLMS | GSM | Feeder | 4700 | 302 | 22 KV KOYALI AG | 214553 | 33/22 KV KOYALI SUB STATION
18086591 | DLMS-LnT | 053 | TCPIP_DLMS | GSM | Feeder | 4700 | 303 | 22 KV BHIWAREWADI AG | 214553 | 33/22 KV KOYALI SUB STATION
18086545 | DLMS-LnT | 053 | TCPIP_DLMS | GSM | Feeder | 4700 | 301 | 22 KV KOYALI BHANOBA GAOTHAN | 214553 | 33/22 KV KOYALI SUB STATION
X0400032 | DLMS-Secure | 055 | TCPIP_DLMS | GSM | Feeder | 4693 | 403 | 33 KV POLYRUB | 214503 | 33 KV INDOSPACE
08023833 | DLMS-Genus | 065 | TCPIP_DLMS | GSM | Feeder | 4693 | 306 | 22 KV ZYLOG | 213440 | 22 KV ARAI
08023850 | DLMS-Genus | 065 | TCPIP_DLMS | GSM | Feeder | 4693 | 305 | 22 KV F & B | 213440 | 22 KV ARAI
X0398973 | DLMS-Secure | 055 | TCPIP_DLMS | GSM | Feeder | 4693 | 305 | 22 KV ASKHED | 218062 | 220 KV CHAKAN PH-II
MSP41362 | Secure | 055 | TCPIP_Secure | GSM | Feeder | 4693 | 401 | Leoin Cables | 214503 | 33 KV INDOSPACE
07427141 | LnT | 053 | TCPIP_LNT | GSM | Feeder | 4700 | 306 | MUKTAI DHANORE | 217040 | 132 KV MARKAL
07427116 | LnT | 053 | TCPIP_LNT | GSM | Feeder | 4693 | 402 | KALYANI | 217017 | 132/33/22KV CHAKAN S/S
07427119 | LnT | 053 | TCPIP_LNT | GSM | Feeder | 4693 | 401 | ISHA | 217017 | 132/33/22KV CHAKAN S/S
07427112 | LnT | 053 | TCPIP_LNT | GSM | Feeder | 4693 | 302 | Ambethan | 217017 | 132/33/22KV CHAKAN S/S
07427040 | LnT | 053 | TCPIP_LNT | GSM | Feeder | 4693 | 407 | 33 KV AHEMEDNAGAR FORGING | 217017 | 132/33/22KV CHAKAN S/S
07427194 | LnT | 053 | TCPIP_LNT | GSM | Feeder | 4700 | 302 | Dhanore | 217040 | 132 KV MARKAL
07427210 | LnT | 053 | TCPIP_LNT | GSM | Feeder | 4700 | 305 | MAULI | 217040 | 132 KV MARKAL
07427146 | LnT | 053 | TCPIP_LNT | GSM | Feeder | 4700 | 303 | ALANDI KAILAS WAGHAN | 217040 | 132 KV MARKAL
08000530 | LnT | 053 | TCPIP_LNT | GSM | Feeder | 4693 | 303 | 22 kV Araymond | 213440 | 22 KV ARAI
08039486 | LnT | 053 | TCPIP_LNT | GSM | Feeder | 4693 | 304 | 22 KV IAC | 213440 | 22 KV ARAI
07411022 | LnT | 053 | TCPIP_LNT | GSM | Feeder | 4700 | 304 | Amcorpet | 217040 | 132 KV MARKAL
MSP42094 | Secure | 055 | TCPIP_Secure | GSM | Feeder | 4693 | 203 | ATS | 214503 | 33 KV INDOSPACE
MSP35895 | Secure | 055 | TCPIP_Secure | GSM | Feeder | 4693 | 201 | O/G 1 DELPHI | 214503 | 33 KV INDOSPACE
MSP42099 | Secure | 055 | TCPIP_Secure | GSM | Feeder | 4693 | 202 | O/G 7 INDOSPACE | 214503 | 33 KV INDOSPACE
07427171 | LnT | 053 | TCPIP_LNT | GSM | Feeder | 4693 | 303 | 22 KV HP | 217017 | 132/33/22KV CHAKAN S/S
07427095 | LnT | 053 | TCPIP_LNT | GSM | Feeder | 4693 | 306 | DTL ANCILIARY | 217017 | 132/33/22KV CHAKAN S/S
14033489 | LnT | 053 | TCPIP_LnT_9600 | GSM | Feeder | 4693 | 405 | ULTRA CORPOTECH | 214489 | 33 KV NAIKNAVARE SHWICHING
17271119 | DLMS-LnT | 053 | TCPIP_DLMS | GSM | Feeder | 0884 | 310 | DHANALAXMI DEVELOPERS & BUILDERS | 216016 | 100/22 KV LONAVALA S/STN
MSE86056 | Secure | 055 | TCPIP_Secure | GSM | Feeder | 0884 | 307 | 22 KV SINHGAD EXPRESS | 216016 | 100/22 KV LONAVALA S/STN
X0400081 | DLMS-Secure | 055 | TCPIP_DLMS | GSM | Feeder | 0884 | 308 | 22 KV KHANDALA | 216016 | 100/22 KV LONAVALA S/STN
X0401626 | DLMS-Secure | 055 | TCPIP_DLMS | GSM | Feeder | 0884 | 309 | 22 KV CITY - II | 216016 | 100/22 KV LONAVALA S/STN
X0401607 | DLMS-Secure | 055 | TCPIP_DLMS | GSM | Feeder | 0884 | 301 | 22 KV KURVANDE | 216016 | 100/22 KV LONAVALA S/STN
X0401615 | DLMS-Secure | 055 | TCPIP_DLMS | GSM | Feeder | 0884 | 303 | 22 KV OLD KHANDALA | 216016 | 100/22 KV LONAVALA S/STN
Y0330346 | DLMS-Secure | 055 | TCPIP_DLMS | GSM | Feeder | 0884 | 311 | L AND T EXPRESS FEEDER | 216016 | 100/22 KV LONAVALA S/STN
MSE85938 | Secure | 055 | TCPIP_Secure | GSM | Feeder | 0884 | 305 | 22 KV KARLA | 216016 | 100/22 KV LONAVALA S/STN
MSB59635 | Secure | 055 | TCPIP_Secure | GSM | Feeder | 0884 | 305 | 22 KV NANGARGAON INDUSTRIAL | 213343 | 22/22 KV NANGARGAON SWT SS
MSB59634 | Secure | 055 | TCPIP_Secure | GSM | Feeder | 0884 | 303 | 22 KV BARA BUNGLOW | 213343 | 22/22 KV NANGARGAON SWT SS
MSB59631 | Secure | 055 | TCPIP_Secure | GSM | Feeder | 0884 | 304 | 22 KV LONAVALA BAZAR | 213343 | 22/22 KV NANGARGAON SWT SS
MSB59636 | Secure | 055 | TCPIP_Secure | GSM | Feeder | 0884 | 301 | 22 KV VALVAN | 213343 | 22/22 KV NANGARGAON SWT SS
MSE85937 | Secure | 055 | TCPIP_Secure | GSM | Feeder | 0884 | 306 | 22 KV INS EXPRESS | 216016 | 100/22 KV LONAVALA S/STN
MSB59638 | Secure | 055 | TCPIP_Secure | GSM | Feeder | 0884 | 302 | 22 KV WATER WORKS | 213343 | 22/22 KV NANGARGAON SWT SS
MSB59630 | Secure | 055 | TCPIP_Secure | GSM | Feeder | 0884 | 307 | 22 KV KURWANDE (R) | 213343 | 22/22 KV NANGARGAON SWT SS
MSB59642 | Secure | 055 | TCPIP_Secure | GSM | Feeder | 0884 | 306 | 22 KV AUNDHE | 213343 | 22/22 KV NANGARGAON SWT SS
X0400084 | DLMS-Secure | 055 | TCPIP_DLMS | GSM | Feeder | 0884 | 304 | 22 KV KRISLON | 216016 | 100/22 KV LONAVALA S/STN
XD511513 | DLMS-Secure | 055 | TCPIP_DLMS | GSM | Feeder | 5827 | 301 | TINEWADI FEEDER | 214401 | 33 KV RAJGURUNAGAR
07426593 | LnT | 053 | TCPIP_LNT | GSM | Feeder | 5827 | 202 | RAJGURUNAGAR | 214401 | 33 KV RAJGURUNAGAR
X0401749 | Secure | 055 | TCPIP_DLMS | GSM | Feeder | 5827 | 401 | 33KV VHPL | 214446 | 33/11 KV KADUS SUBSTATION
X1943606 | Secure | 055 | TCPIP_DLMS | GSM | Feeder | 5827 | 205 | 11 KV DAKSHANA | 214446 | 33/11 KV KADUS SUBSTATION
MSU10828 | Secure | 055 | TCPIP_Secure | GSM | Feeder | 5827 | 202 | VARUDE | 214507 | 33/11 KV KANERSAR INFRA
MSU11990 | Secure | 055 | TCPIP_Secure | GSM | Feeder | 5827 | 203 | PUR | 214507 | 33/11 KV KANERSAR INFRA
MSE85932 | Secure | 055 | TCPIP_Secure | GSM | Feeder | 5827 | 201 | 11KV NIMGAON | 214438 | 33/11 KV DAWADI SUBSTATION
MSE85945 | Secure | 055 | TCPIP_Secure | GSM | Feeder | 5827 | 202 | 11KV CHINCHOSHI | 214438 | 33/11 KV DAWADI SUBSTATION
XD448482 | DLMS-Secure | 055 | TCPIP_DLMS | GSM | Feeder | 5827 | 401 | 33 KV MAXION | 214552 | 33/33 KV MAXION SUBSTATION
X1304656 | DLMS-Secure | 055 | TCPIP_DLMS | GSM | Feeder | 5827 | 403 | 33 KV HEBGTONG OUTGOING FEEDER | 214508 | 33/11 KV KANERSAR SEZ
XB431126 | DLMS-Secure | 055 | TCPIP_DLMS | GSM | Feeder | 5827 | 204 | PAIT MILK | 214408 | 33/11 KV PAIT
X0401758 | DLMS-Secure | 055 | TCPIP_DLMS | GSM | Feeder | 5827 | 401 | 33 KV REHAU POLYMERS | 214549 | 33/11 KV Rehau Polymer Holewadi
17272380 | DLMS-LnT | 053 | TCPIP_DLMS | GSM | Feeder | 5827 | 202 | NUMEN | 214508 | 33/11 KV KANERSAR SEZ
X1958330 | Secure | 055 | TCPIP_Secure | GSM | Feeder | 5827 | 207 | 33/11 KV AKAR STONE CRUSHER | 214408 | 33/11 KV PAIT
08023832 | DLMS-Genus | 065 | TCPIP_DLMS | GSM | Feeder | 5827 | 204 | WADA GFSS | 214401 | 33 KV RAJGURUNAGAR
X0494519 | DLMS-Secure | 055 | TCPIP_DLMS | GSM | Feeder | 5827 | 204 | 11KV KAMAN | 214446 | 33/11 KV KADUS SUBSTATION
X0994253 | DLMS-Secure | 055 | TCPIP_DLMS | GSM | Feeder | 5827 | 202 | 11 KV SHIVE FEEDER | 284053 | 33 KV KARANJVIHIRE SUBSTATION
X0994230 | DLMS-Secure | 055 | TCPIP_DLMS | GSM | Feeder | 5827 | 201 | 11KV KARANJVIHIRE FEEDER | 284053 | 33 KV KARANJVIHIRE SUBSTATION
X0403192 | DLMS-Secure | 055 | TCPIP_DLMS | GSM | Feeder | 5827 | 202 | 11KV BHORGIRI | 214447 | 33/11 KV WADA SUBSTATION
X0398652 | DLMS-Secure | 055 | TCPIP_DLMS | GSM | Feeder | 5827 | 201 | 11KV WADA | 214447 | 33/11 KV WADA SUBSTATION
X0401741 | DLMS-Secure | 055 | TCPIP_DLMS | GSM | Feeder | 5827 | 303 | 22 KV SHIROLI | 214401 | 33 KV RAJGURUNAGAR
08024754 | DLMS-Genus | 065 | TCPIP_DLMS | GSM | Feeder | 5827 | 203 | 11KV WAFGAON | 214438 | 33/11 KV DAWADI SUBSTATION
XC435788 | DLMS-Secure | 055 | TCPIP_DLMS | GSM | Feeder | 5827 | 403 | 33 KV AUTO GEN | 214509 | 33/11 KV NIMGAON SEZ
XB419809 | DLMS-Secure | 055 | TCPIP_DLMS | GSM | Feeder | 5827 | 402 | MARS INDIA LTD | 214509 | 33/11 KV NIMGAON SEZ
XB431125 | DLMS-Secure | 055 | TCPIP_DLMS | GSM | Feeder | 5827 | 204 | 11 KV SAHYADRI/AMAR PRERNA EXPRESS FEEDER | 214447 | 33/11 KV WADA SUBSTATION
17271143 | DLMS-LnT | 053 | TCPIP_DLMS | GSM | Feeder | 5827 | 401 | NIMGAON SEZ - KANERSAR SEZ | 214509 | 33/11 KV NIMGAON SEZ
XE483032 | DLMS-Secure | 055 | TCPIP_DLMS | GSM | Feeder | 5827 | 401 | KALYANI TECHNO | 214508 | 33/11 KV KANERSAR SEZ
X0400680 | DLMS-Secure | 055 | TCPIP_DLMS | GSM | Feeder | 5827 | 203 | 11KV GRAGOTWADI | 214446 | 33/11 KV KADUS SUBSTATION
08024743 | DLMS-Genus | 065 | TCPIP_DLMS | GSM | Feeder | 5827 | 201 | RAJ PROCESS | 214509 | 33/11 KV NIMGAON SEZ
X0403014 | DLMS-Secure | 055 | TCPIP_DLMS | GSM | Feeder | 5827 | 201 | 11KV CHAS | 214446 | 33/11 KV KADUS SUBSTATION
07426592 | LnT | 053 | TCPIP_LNT | GSM | Feeder | 5827 | 203 | WADA | 214401 | 33 KV RAJGURUNAGAR
MH907947 | Secure | 055 | TCPIP_Secure | GSM | Feeder | 5827 | 201 | 9 PLANETS | 214508 | 33/11 KV KANERSAR SEZ
MSB61630 | Secure | 055 | TCPIP_Secure | GSM | Feeder | 5827 | 302 | 22 KV ALLCOST & ALLIED EXPRESS | 214401 | 33 KV RAJGURUNAGAR
15017583 | LnT | 053 | TCPIP_LnT_9600 | GSM | Feeder | 5827 | 207 | KEDARESHWAR | 214401 | 33 KV RAJGURUNAGAR
MSE86088 | Secure | 055 | TCPIP_Secure | GSM | Feeder | 5827 | 202 | 11KV KADUS | 214446 | 33/11 KV KADUS SUBSTATION
MSE86091 | Secure | 055 | TCPIP_Secure | GSM | Feeder | 5827 | 203 | KADADHE | 214447 | 33/11 KV WADA SUBSTATION
15017598 | LnT | 053 | TCPIP_LnT_9600 | GSM | Feeder | 5827 | 203 | KIWALE | 214408 | 33/11 KV PAIT
15017576 | LnT | 053 | TCPIP_LnT_9600 | GSM | Feeder | 5827 | 202 | WASHERE | 214408 | 33/11 KV PAIT
15017572 | LnT | 053 | TCPIP_LnT_9600 | GSM | Feeder | 5827 | 201 | AMBOLI | 214408 | 33/11 KV PAIT
04581848 | DLMS-Genus | 065 | TCPIP_DLMS | GSM | Feeder | 5827 | 201 | DAWADI | 214401 | 33 KV RAJGURUNAGAR
17271124 | DLMS-LnT | 053 | TCPIP_DLMS | GSM | Feeder | 0892 | 301 | SHRINIWAS 01 NO | 218045 | 220/22 KV TALEGAON AMBI
MSE85848 | Secure | 055 | TCPIP_Secure | GSM | Feeder | 0892 | 302 | KAMSHET | 216011 | 100/22 KV TALEGAON DABHADE
07427160 | LnT | 053 | TCPIP_LNT | GSM | Feeder | 0892 | 304 | 22 KV MANAS EXPRESS FEEDER | 213314 | 22/22 KV AMBI SWITCHING STATION
MSE85846 | Secure | 055 | TCPIP_Secure | GSM | Feeder | 0892 | 311 | 22KV VARROC | 216011 | 100/22 KV TALEGAON DABHADE
X0401617 | DLMS-Secure | 055 | TCPIP_DLMS | GSM | Feeder | 0892 | 304 | FINOLEX | 216011 | 100/22 KV TALEGAON DABHADE
X0401619 | DLMS-Secure | 055 | TCPIP_DLMS | GSM | Feeder | 0892 | 303 | 22 KV MES | 216011 | 100/22 KV TALEGAON DABHADE
05041454 | DLMS-HPL | 076 | TCPIP_DLMS | GSM | Feeder | 0892 | 311 | MIDC WATER SUPPY | 218045 | 220/22 KV TALEGAON AMBI
XB412029 | DLMS-Secure | 055 | TCPIP_DLMS | GSM | Feeder | 0892 | 301 | 22 KV INDURI FEEDER | 213498 | 22/22 KV MALWADI SWITCHING STATION
XB412036 | DLMS-Secure | 055 | TCPIP_DLMS | GSM | Feeder | 0892 | 302 | 22 KV VARALE NANOLI FEEDER | 213498 | 22/22 KV MALWADI SWITCHING STATION
17271141 | DLMS-LnT | 053 | TCPIP_DLMS | GSM | Feeder | 0892 | 309 | MIDC I | 216011 | 100/22 KV TALEGAON DABHADE
17271122 | DLMS-LnT | 053 | TCPIP_DLMS | GSM | Feeder | 0892 | 302 | 22 KV BERICAP EXPRESS | 218045 | 220/22 KV TALEGAON AMBI
17271120 | DLMS-LnT | 053 | TCPIP_DLMS | GSM | Feeder | 0892 | 307 | NAVLAKH UMBRE 10 NO | 218045 | 220/22 KV TALEGAON AMBI
17271125 | DLMS-LnT | 053 | TCPIP_DLMS | GSM | Feeder | 0892 | 801 | 220 KV GENERAL MOTOR EHV FEEDER | 218045 | 220/22 KV TALEGAON AMBI
X1958364 | DLMS-Secure | 055 | TCPIP_DLMS | GSM | Feeder | 0892 | 303 | 22 KV FEV EXPRESS FEEDER | 218045 | 220/22 KV TALEGAON AMBI
19859301 | DLMS-LnT | 053 | TCPIP_DLMS | GSM | Feeder | 0892 | 308 | DRDO | 216011 | 100/22 KV TALEGAON DABHADE
X0401739 | DLMS-Secure | 055 | TCPIP_DLMS | GSM | Feeder | 0892 | 312 | 22 KV AKAR FOUNDRY | 216011 | 100/22 KV TALEGAON DABHADE
17271127 | DLMS-LnT | 053 | TCPIP_DLMS | GSM | Feeder | 0892 | 306 | JCB 09 NO | 218045 | 220/22 KV TALEGAON AMBI
17271121 | DLMS-LnT | 053 | TCPIP_DLMS | GSM | Feeder | 0892 | 308 | 22 KV JCB EXPRESS FEEDER | 218045 | 220/22 KV TALEGAON AMBI
XF460013 | DLMS-Secure | 055 | TCPIP_DLMS | GSM | Feeder | 0892 | 310 | 22 KV COSMA AND DONGSHIN FEEDER | 218045 | 220/22 KV TALEGAON AMBI
X0401723 | DLMS-Secure | 055 | TCPIP_DLMS | GSM | Feeder | 0892 | 313 | 22 KV HPCL | 216011 | 100/22 KV TALEGAON DABHADE
X0401738 | DLMS-Secure | 055 | TCPIP_DLMS | GSM | Feeder | 0892 | 310 | 22 KV MIDC-II | 216011 | 100/22 KV TALEGAON DABHADE
X0401618 | DLMS-Secure | 055 | TCPIP_DLMS | GSM | Feeder | 0892 | 301 | 22 KV NODURAN | 216011 | 100/22 KV TALEGAON DABHADE
MHD00712 | Secure | 055 | TCPIP_Secure | GSM | Feeder | 0892 | 305 | 22KV WARANGWADI FEEDER | 213314 | 22/22 KV AMBI SWITCHING STATION
MSE85847 | Secure | 055 | TCPIP_Secure | GSM | Feeder | 0892 | 307 | EAGLE | 216011 | 100/22 KV TALEGAON DABHADE
07427136 | LnT | 053 | TCPIP_LNT | GSM | Feeder | 0892 | 303 | 22 KV GENERAL MOTORS | 213314 | 22/22 KV AMBI SWITCHING STATION
07427162 | LnT | 053 | TCPIP_LNT | GSM | Feeder | 0892 | 306 | 22 KV NIGADE FEEDER | 213314 | 22/22 KV AMBI SWITCHING STATION
07411035 | LnT | 053 | TCPIP_LNT | GSM | Feeder | 0892 | 302 | FLORICULTURE FEEDER | 213314 | 22/22 KV AMBI SWITCHING STATION
X2153018 | DLMS-Secure | 055 | TCPIP_DLMS | GSM | Feeder | 4769 | 311 | 22KV SUPREME GANGA | 218051 | 220/22 KV URSE S/STN
MSE85884 | Secure | 055 | TCPIP_Secure | GSM | Feeder | 4769 | 302 | 22 KV FINOLEX PLASSION | 213344 | 22/22 KV FINOLEX S/STN
XB424011 | DLMS-Secure | 055 | TCPIP_DLMS | GSM | Feeder | 4769 | 304 | 22 KV LODHA SUBSTATION NO. 4 | 213465 | 22/22 KV LODHA BELMONDO S/STN
XB424007 | DLMS-Secure | 055 | TCPIP_DLMS | GSM | Feeder | 4769 | 302 | 22 KV LODHA SUBSTATION NO. 2 (GAHUNJE) | 213465 | 22/22 KV LODHA BELMONDO S/STN
X1293799 | DLMS-Secure | 055 | TCPIP_DLMS | GSM | Feeder | 4769 | 601 | 100 KV GIRIRAJ ENTERPRISES | 216002 | 100/100 KV GIRIRAJ ENTERPRISES
XB424010 | DLMS-Secure | 055 | TCPIP_DLMS | GSM | Feeder | 4769 | 305 | 22 KV LODHA METERING KIOSK | 213465 | 22/22 KV LODHA BELMONDO S/STN
17271126 | DLMS-LnT | 053 | TCPIP_DLMS | GSM | Feeder | 4769 | 304 | 22 KV PAWANANAGAR | 218051 | 220/22 KV URSE S/STN
17271118 | DLMS-LnT | 053 | TCPIP_DLMS | GSM | Feeder | 4769 | 801 | 220 KV MAHINDRA HINODAY | 218051 | 220/22 KV URSE S/STN
17271128 | DLMS-LnT | 053 | TCPIP_DLMS | GSM | Feeder | 4769 | 302 | 22 KV TATA MOTORS | 218051 | 220/22 KV URSE S/STN
17271129 | DLMS-LnT | 053 | TCPIP_DLMS | GSM | Feeder | 4769 | 303 | 22 KV URSE | 218051 | 220/22 KV URSE S/STN
XB424009 | DLMS-Secure | 055 | TCPIP_DLMS | GSM | Feeder | 4769 | 303 | 22 KV LODHA SUBSTATION NO. 3 | 213465 | 22/22 KV LODHA BELMONDO S/STN
XB424008 | DLMS-Secure | 055 | TCPIP_DLMS | GSM | Feeder | 4769 | 301 | 22 KV LODHA SUBSTATION NO. 1 | 213465 | 22/22 KV LODHA BELMONDO S/STN
17271138 | DLMS-LnT | 053 | TCPIP_DLMS | GSM | Feeder | 4769 | 309 | 22 KV VADGAON FEEDER | 218051 | 220/22 KV URSE S/STN
X0400029 | DLMS-Secure | 055 | TCPIP_DLMS | GSM | Feeder | 4769 | 301 | 22 KV LOHGAD | 216573 | 100/22 KV PAWANA S/STN
X0400031 | DLMS-Secure | 055 | TCPIP_DLMS | GSM | Feeder | 4769 | 302 | 22 KV TUNGI | 216573 | 100/22 KV PAWANA S/STN
X0400030 | DLMS-Secure | 055 | TCPIP_DLMS | GSM | Feeder | 4769 | 303 | 22 KV VISAPUR | 216573 | 100/22 KV PAWANA S/STN
05049684 | DLMS-HPL | 076 | TCPIP_DLMS | GSM | Feeder | 4769 | 310 | 22 KV JAYHIND EXPRESS FEEDER | 218051 | 220/22 KV URSE S/STN
X0401734 | DLMS-Secure | 055 | TCPIP_DLMS | GSM | Feeder | 4769 | 301 | 22 KV TAKWE | 213387 | 22/22 KV BELAJ S/STN
X0401730 | DLMS-Secure | 055 | TCPIP_DLMS | GSM | Feeder | 4769 | 302 | 22 KV RAJAPURI | 213387 | 22/22 KV BELAJ S/STN
15010275 | LnT | 053 | TCPIP_LnT_9600 | GSM | Feeder | 4769 | 301 | 22 KV TATA VALUE HOMES | 213463 | 22/22 KV SMART VALUE HOMES S/STN
09141312 | LnT | 053 | TCPIP_LnT_9600 | GSM | Feeder | 4769 | 303 | 22 KV FINOLEX CABLE | 213344 | 22/22 KV FINOLEX S/STN
09141331 | LnT | 053 | TCPIP_LnT_9600 | GSM | Feeder | 4769 | 301 | 22 KV FINOLEX INDUSTRIES | 213344 | 22/22 KV FINOLEX S/STN
X2146917 | DLMS-Secure | 055 | TCPIP_DLMS | GSM | Feeder | 4769 | 313 | MAHINDRA UGINE EXPRESS FEEDER | 218051 | 220/22 KV URSE S/STN
MSE85887 | Secure | 055 | TCPIP_Secure | GSM | Feeder | 4745 | 312 | 22 kv theur | 217002 | 132 KV OLD PHURSUNGI
MSE99973 | Secure | 055 | TCPIP_Secure | GSM | Feeder | 4745 | 302 | KUMAR PALMS SPRING | 213408 | KUMAR KERING
X0400639 | DLMS-Secure | 055 | TCPIP_DLMS | GSM | Feeder | 4745 | 303 | 22 KV RAHEJA | 213409 | Margosa
08024542 | DLMS-Genus | 065 | TCPIP_DLMS | GSM | Feeder | 4745 | 201 | 11 KV PARK INFINIA III | 213385 | 22/11 KV Kumar Park Infinia
GJU61231 | Secure | 055 | TCPIP_Secure | GSM | Feeder | 4745 | 201 | GANGA VILLAGE | 213386 | 22/11 KV ECP
GJU06826 | Secure | 055 | TCPIP_Secure | GSM | Feeder | 4745 | 204 | LAKSHMI COLONY | 213309 | O ZONE IT PARK
MSP42110 | Secure | 055 | TCPIP_Secure | GSM | Feeder | 4745 | 301 | MANJARI | 213385 | 22/11 KV Kumar Park Infinia
MSB03204 | Secure | 055 | TCPIP_Secure | GSM | Feeder | 4745 | 301 | DESAI HOSPITAL | 213345 | WARDHAMAN SWITCHING STATION, SASANENAGAR
X1083732 | DLMS-Secure | 055 | TCPIP_DLMS | GSM | Feeder | 4745 | 201 | NAIK NAWARE | 213309 | O ZONE IT PARK
X0403124 | DLMS-Secure | 055 | TCPIP_DLMS | GSM | Feeder | 4745 | 203 | GAJANAN MAHARAJ | 213309 | O ZONE IT PARK
XD428701 | DLMS-Secure | 055 | TCPIP_DLMS | GSM | Feeder | 4745 | 301 | BHEKRAI NAGAR | 213309 | O ZONE IT PARK
XD428703 | DLMS-Secure | 055 | TCPIP_DLMS | GSM | Feeder | 4745 | 303 | SPCL CO 3 | 213309 | O ZONE IT PARK
XD413916 | DLMS-Secure | 055 | TCPIP_DLMS | GSM | Feeder | 4745 | 201 | SANGRIA | 213492 | 22/11 KV MARVEL SUBSTATION
XE482474 | DLMS-Secure | 055 | TCPIP_DLMS | GSM | Feeder | 4745 | 304 | KUMAR ROYAL | 213408 | KUMAR KERING
X0398954 | DLMS-Secure | 055 | TCPIP_DLMS | GSM | Feeder | 4745 | 315 | 22 KV BRAHMA | 218047 | 220/22KV NEW PHURSUNGI
XD428676 | DLMS-Secure | 055 | TCPIP_DLMS | GSM | Feeder | 4745 | 304 | 22 KV ASHAPURA | 213481 | 22/11 KV GODREJ
X0402010 | DLMS-Secure | 055 | TCPIP_DLMS | GSM | Feeder | 4745 | 302 | AMIT COLORY | 213417 | Atur
07427098 | LnT | 053 | TCPIP_LNT | GSM | Feeder | 4745 | 311 | 22KV Bhairavnath | 218047 | 220/22KV NEW PHURSUNGI
MSB03211 | Secure | 055 | TCPIP_Secure | GSM | Feeder | 4745 | 303 | HANDEWADI ROAD | 213345 | WARDHAMAN SWITCHING STATION, SASANENAGAR
MSP41456 | Secure | 055 | TCPIP_Secure | GSM | Feeder | 4745 | 302 | PRATAP GADH | 213396 | JENNURAM SWITCHING STATION, MHADA
X0398728 | DLMS-Secure | 055 | TCPIP_DLMS | GSM | Feeder | 4745 | 302 | CORIENTHAL CLUB | 213376 | 22/22 KV NYATI SWITCHING S/STN
X0398730 | DLMS-Secure | 055 | TCPIP_DLMS | GSM | Feeder | 4745 | 305 | NYATI GARDEN | 213376 | 22/22 KV NYATI SWITCHING S/STN
X0398726 | DLMS-Secure | 055 | TCPIP_DLMS | GSM | Feeder | 4745 | 304 | LIFE PARK | 213376 | 22/22 KV NYATI SWITCHING S/STN
13045313 | LnT | 053 | TCPIP_LnT_9600 | GSM | Feeder | 4745 | 301 | PEERWADI | 213409 | Margosa
13020424 | LnT | 053 | TCPIP_LnT_9600 | GSM | Feeder | 4745 | 302 | RAHEJA VISTA III | 213420 | Cavalcade
MSB10013 | Secure | 055 | TCPIP_Secure | GSM | Feeder | 4745 | 302 | SUVARNA MANGAL | 213409 | Margosa
X0398882 | DLMS-Secure | 055 | TCPIP_DLMS | GSM | Feeder | 4745 | 301 | VSI | 218064 | SERUM EHV
X0398880 | DLMS-Secure | 055 | TCPIP_DLMS | GSM | Feeder | 4745 | 303 | MORE WASTI | 218064 | SERUM EHV
GJU56219 | Secure | 055 | TCPIP_Secure | GSM | Feeder | 4745 | 204 | KOHINOOR | 213386 | 22/11 KV ECP
MSP41458 | Secure | 055 | TCPIP_Secure | GSM | Feeder | 4745 | 301 | VISHAL GADH | 213396 | JENNURAM SWITCHING STATION, MHADA
MSB03233 | Secure | 055 | TCPIP_Secure | GSM | Feeder | 4745 | 302 | RUNWAL | 213345 | WARDHAMAN SWITCHING STATION, SASANENAGAR
GJU67769 | Secure | 055 | TCPIP_Secure | GSM | Feeder | 4745 | 302 | PARK INFINIA | 213385 | 22/11 KV Kumar Park Infinia
MSE86019 | Secure | 055 | TCPIP_Secure | GSM | Feeder | 4745 | 307 | Urali Devachi | 217002 | 132 KV OLD PHURSUNGI
MSE99904 | Secure | 055 | TCPIP_Secure | GSM | Feeder | 4745 | 301 | KUMAR PEBBLE PARK | 213419 | KUMAR PEBBLE PARK SWITCHING
GJU67774 | Secure | 055 | TCPIP_Secure | GSM | Feeder | 4745 | 303 | PARK INFINIA II | 213385 | 22/11 KV Kumar Park Infinia
MSP41455 | Secure | 055 | TCPIP_Secure | GSM | Feeder | 4745 | 301 | PISOLI (MATOSHREE) | 213417 | Atur
XB410722 | DLMS-Secure | 055 | TCPIP_DLMS | GSM | Feeder | 4745 | 303 | SHREE SAI | 213417 | Atur
X0398971 | DLMS-Secure | 055 | TCPIP_DLMS | GSM | Feeder | 4745 | 313 | POONAWALA | 217002 | 132 KV OLD PHURSUNGI
X0398733 | DLMS-Secure | 055 | TCPIP_DLMS | GSM | Feeder | 4745 | 202 | S.V INDUSTRIAL | 213386 | 22/11 KV ECP
X0403110 | DLMS-Secure | 055 | TCPIP_DLMS | GSM | Feeder | 4745 | 205 | VITTHALNAGAR | 213309 | O ZONE IT PARK
X0400072 | DLMS-Secure | 055 | TCPIP_DLMS | GSM | Feeder | 4745 | 309 | 22kv sakal paper express | 218047 | 220/22KV NEW PHURSUNGI
X0401611 | DLMS-Secure | 055 | TCPIP_DLMS | GSM | Feeder | 4745 | 305 | 22 KV PHURSUNGI | 217002 | 132 KV OLD PHURSUNGI
X1097856 | DLMS-Secure | 055 | TCPIP_DLMS | GSM | Feeder | 4745 | 202 | SATVWADI | 213309 | O ZONE IT PARK
MSP33898 | Secure | 055 | TCPIP_Secure | GSM | Feeder | 4745 | 302 | NEHARU PARK | 213395 | DREAMS AKRUTI SWITCHING
MSE99912 | Secure | 055 | TCPIP_Secure | GSM | Feeder | 4745 | 301 | KUMAR PRINCE TOWN | 213408 | KUMAR KERING
X0398740 | DLMS-Secure | 055 | TCPIP_DLMS | GSM | Feeder | 4745 | 310 | HENLEY II | 217002 | 132 KV OLD PHURSUNGI
12628165 | DLMS-LnT | 053 | TCPIP_DLMS | GSM | Feeder | 4745 | 303 | 22 KV RAHEJA I | 213420 | Cavalcade
12625955 | DLMS-LnT | 053 | TCPIP_DLMS | GSM | Feeder | 4745 | 202 | VIBGYOR SCHOOL | 213385 | 22/11 KV Kumar Park Infinia
X0398729 | DLMS-Secure | 055 | TCPIP_DLMS | GSM | Feeder | 4745 | 306 | COUNTRY CLUB | 213376 | 22/22 KV NYATI SWITCHING S/STN
XD428698 | DLMS-Secure | 055 | TCPIP_DLMS | GSM | Feeder | 4745 | 304 | AWHO | 213309 | O ZONE IT PARK
XC427815 | DLMS-Secure | 055 | TCPIP_DLMS | GSM | Feeder | 4745 | 202 | GODREJ GREENS | 213481 | 22/11 KV GODREJ
XC427817 | DLMS-Secure | 055 | TCPIP_DLMS | GSM | Feeder | 4745 | 201 | GODREJ PRANA | 213481 | 22/11 KV GODREJ
XD428705 | DLMS-Secure | 055 | TCPIP_DLMS | GSM | Feeder | 4745 | 302 | IBM 2 | 213309 | O ZONE IT PARK
XD428706 | DLMS-Secure | 055 | TCPIP_DLMS | GSM | Feeder | 4745 | 305 | B5 | 213309 | O ZONE IT PARK
MSE86020 | Secure | 055 | TCPIP_Secure | GSM | Feeder | 4745 | 311 | Philips Loni | 217002 | 132 KV OLD PHURSUNGI
MSE85888 | Secure | 055 | TCPIP_Secure | GSM | Feeder | 4745 | 306 | KPC SASWAD | 217002 | 132 KV OLD PHURSUNGI
XC447283 | DLMS-Secure | 055 | TCPIP_DLMS | GSM | Feeder | 4603 | 201 | 11KV KUBERA VIHAR | 213473 | 22/11 KV MALWADI SUB STN
XG437053 | DLMS-Secure | 055 | TCPIP_DLMS | GSM | Feeder | 4603 | 201 | 11KV GODREJ SS PH 1 | 213494 | 22/11KV OXFORD REALITY
X0398935 | DLMS-Secure | 055 | TCPIP_DLMS | GSM | Feeder | 4603 | 201 | KULKARNI FOUNDRY | 217004 | 132/22/11 KV MUNDHWA S/S
X0398936 | DLMS-Secure | 055 | TCPIP_DLMS | GSM | Feeder | 4603 | 204 | HENLEY | 217004 | 132/22/11 KV MUNDHWA S/S
X0398951 | DLMS-Secure | 055 | TCPIP_DLMS | GSM | Feeder | 4603 | 309 | TATA | 213025 | 22/22/11 KV HENLEY S/SN
08024529 | DLMS-Genus | 065 | TCPIP_DLMS | GSM | Feeder | 4603 | 311 | 22 KV RUBY HALL | 213025 | 22/22/11 KV HENLEY S/SN
XC446838 | DLMS-Secure | 055 | TCPIP_DLMS | GSM | Feeder | 4603 | 204 | 11KV BHOSALE NAGAR | 213473 | 22/11 KV MALWADI SUB STN
XC439985 | DLMS-Secure | 055 | TCPIP_DLMS | GSM | Feeder | 4603 | 203 | 11KV BHAGIRATHI NAGAR | 213473 | 22/11 KV MALWADI SUB STN
12627903 | DLMS-LnT | 053 | TCPIP_DLMS | GSM | Feeder | 4603 | 302 | IND ESTATE | 213025 | 22/22/11 KV HENLEY S/SN
07426436 | LnT | 053 | TCPIP_LNT | GSM | Feeder | 4603 | 206 | MUNDHAWA | 213025 | 22/22/11 KV HENLEY S/SN
08032102 | LnT | 053 | TCPIP_LNT | GSM | Feeder | 4603 | 207 | SASANE NAGAR | 213025 | 22/22/11 KV HENLEY S/SN
07426620 | LnT | 053 | TCPIP_LNT | GSM | Feeder | 4603 | 201 | MAGARPATTA | 213025 | 22/22/11 KV HENLEY S/SN
XG437054 | DLMS-Secure | 055 | TCPIP_DLMS | GSM | Feeder | 4603 | 202 | 11KV GODREJ SS PH 2 | 213494 | 22/11KV OXFORD REALITY
X0400635 | DLMS-Secure | 055 | TCPIP_DLMS | GSM | Feeder | 4603 | 313 | BMW | 213025 | 22/22/11 KV HENLEY S/SN
07426433 | LnT | 053 | TCPIP_LNT | GSM | Feeder | 4603 | 202 | HADAPSAR MARKET | 213025 | 22/22/11 KV HENLEY S/SN
MSE99913 | Secure | 055 | TCPIP_Secure | GSM | Feeder | 4603 | 301 | DSK SUDERBAN | 213352 | 22/22 KV DSK SUNDERBAN SW
MSE99910 | Secure | 055 | TCPIP_Secure | GSM | Feeder | 4603 | 302 | MARVEL DIVA | 213352 | 22/22 KV DSK SUNDERBAN SW
12628401 | DLMS-LnT | 053 | TCPIP_DLMS | GSM | Feeder | 4603 | 304 | 22 KV MARVEL BOUNTY | 213352 | 22/22 KV DSK SUNDERBAN SW
07427199 | LnT | 053 | TCPIP_LNT | GSM | Feeder | 4603 | 313 | 22KV WATER WORKS | 217004 | 132/22/11 KV MUNDHWA S/S
XB410723 | DLMS-Secure | 055 | TCPIP_DLMS | GSM | Feeder | 4603 | 301 | 22KV SANCHETI ALCON | 213429 | 22/22 KV SANCHETI SW. STATION
X0398970 | DLMS-Secure | 055 | TCPIP_DLMS | GSM | Feeder | 4603 | 702 | 132 KV BHARAT FORGE | 217004 | 132/22/11 KV MUNDHWA S/S
MSE16468 | Secure | 055 | TCPIP_Secure | GSM | Feeder | 4603 | 202 | KESHAVNAGAR | 217004 | 132/22/11 KV MUNDHWA S/S
07427063 | LnT | 053 | TCPIP_LNT | GSM | Feeder | 4603 | 206 | PINGALE WASTI | 217004 | 132/22/11 KV MUNDHWA S/S
07427060 | LnT | 053 | TCPIP_LNT | GSM | Feeder | 4603 | 209 | MEGACENTER | 217004 | 132/22/11 KV MUNDHWA S/S
07426619 | LnT | 053 | TCPIP_LNT | GSM | Feeder | 4603 | 209 | SATAVWADI | 213025 | 22/22/11 KV HENLEY S/SN
XD413885 | DLMS-Secure | 055 | TCPIP_DLMS | GSM | Feeder | 4603 | 205 | 11KV HADAPSARGAON | 213473 | 22/11 KV MALWADI SUB STN
MSE16462 | Secure | 055 | TCPIP_Secure | GSM | Feeder | 4603 | 203 | SATELLITE TOWER | 217004 | 132/22/11 KV MUNDHWA S/S
XG437032 | DLMS-Secure | 055 | TCPIP_DLMS | GSM | Feeder | 4603 | 206 | 11KV GAIRAN WASTI | 213494 | 22/11KV OXFORD REALITY
XG437030 | DLMS-Secure | 055 | TCPIP_DLMS | GSM | Feeder | 4603 | 204 | 11 KV PURVANKARA | 213494 | 22/11KV OXFORD REALITY
12625957 | DLMS-LnT | 053 | TCPIP_DLMS | GSM | Feeder | 4603 | 203 | 11 KV VITTHAL MANDIR | 213450 | 22/11 KV VENKATESH GRAFFITY
12625956 | DLMS-LnT | 053 | TCPIP_DLMS | GSM | Feeder | 4603 | 201 | 11 KV LONKAR WASTI | 213450 | 22/11 KV VENKATESH GRAFFITY
17272469 | DLMS-LnT | 053 | TCPIP_DLMS | GSM | Feeder | 4603 | 202 | 11 KV FLORIDA ESTATE | 213450 | 22/11 KV VENKATESH GRAFFITY
12626006 | DLMS-LnT | 053 | TCPIP_DLMS | GSM | Feeder | 4603 | 204 | 11 KV KALYANI BUNGLOW | 213450 | 22/11 KV VENKATESH GRAFFITY
X0398934 | DLMS-Secure | 055 | TCPIP_DLMS | GSM | Feeder | 4603 | 208 | CYBER CITY | 217004 | 132/22/11 KV MUNDHWA S/S
08024530 | DLMS-Genus | 065 | TCPIP_DLMS | GSM | Feeder | 4603 | 307 | KPC FEEDER | 213025 | 22/22/11 KV HENLEY S/SN
07426621 | LnT | 053 | TCPIP_LNT | GSM | Feeder | 4603 | 208 | INCAB | 213025 | 22/22/11 KV HENLEY S/SN
X0403053 | DLMS-Secure | 055 | TCPIP_DLMS | GSM | Feeder | 4603 | 312 | RAMTEKADI INDUSTRIAL ESTATE | 213025 | 22/22/11 KV HENLEY S/SN
X0398952 | DLMS-Secure | 055 | TCPIP_DLMS | GSM | Feeder | 4603 | 303 | ST MARY NO 1 | 213025 | 22/22/11 KV HENLEY S/SN
X0333334 | DLMS-Secure | 055 | TCPIP_DLMS | GSM | Feeder | 4603 | 202 | 11KV MALWADI HADAPSAR | 213473 | 22/11 KV MALWADI SUB STN
07426581 | LnT | 053 | TCPIP_LNT | GSM | Feeder | 4601 | 207 | MANIKCHAND IKON | 213009 | 22/11 KV NAIDU SUB-STATION
TNB03711 | Secure | 055 | TCPIP_Secure | GSM | Feeder | 4601 | 302 | ONYX | 213348 | 22KV CLASSIC CITY (WESTIN)SW
12628442 | DLMS-LnT | 053 | TCPIP_DLMS | GSM | Feeder | 4601 | 301 | WESTIN | 213348 | 22KV CLASSIC CITY (WESTIN)SW
X1097997 | DLMS-Secure | 055 | TCPIP_DLMS | GSM | Feeder | 4601 | 303 | K.P MALL | 213348 | 22KV CLASSIC CITY (WESTIN)SW
12625909 | DLMS-LnT | 053 | TCPIP_DLMS | GSM | Feeder | 4601 | 208 | JAHANGIR HOSPITAL | 213303 | 22/11 KV ALANKAR
MSB01111 | Secure | 055 | TCPIP_Secure | GSM | Feeder | 4601 | 305 | SWEAGE PLANT | 213009 | 22/11 KV NAIDU SUB-STATION
12628398 | DLMS-LnT | 053 | TCPIP_DLMS | GSM | Feeder | 4601 | 203 | RUBY HALL | 213034 | 22/11 KV GODREJ
07426446 | LnT | 053 | TCPIP_LNT | GSM | Feeder | 4601 | 202 | BHAIROBA | 213017 | 22/11KV BHAIROBA SUB-STATION
07426598 | LnT | 053 | TCPIP_LNT | GSM | Feeder | 4601 | 201 | 11 KV NUCLUES | 213303 | 22/11 KV ALANKAR
12628535 | DLMS-LnT | 053 | TCPIP_DLMS | GSM | Feeder | 4601 | 201 | GPIL | 213034 | 22/11 KV GODREJ
07426580 | LnT | 053 | TCPIP_LNT | GSM | Feeder | 4601 | 203 | KAPILA DAIRY | 213017 | 22/11KV BHAIROBA SUB-STATION
07410140 | LnT | 053 | TCPIP_LNT | GSM | Feeder | 4601 | 207 | PHILIPS QTR | 213017 | 22/11KV BHAIROBA SUB-STATION
XB449660 | DLMS-Secure | 055 | TCPIP_DLMS | GSM | Feeder | 4601 | 201 | WADGAON SHERI | 213017 | 22/11KV BHAIROBA SUB-STATION
MHD00598 | Secure | 055 | TCPIP_Secure | GSM | Feeder | 4601 | 204 | RUBY HALL | 213017 | 22/11KV BHAIROBA SUB-STATION
08025314 | DLMS-Genus | 065 | TCPIP_Genus | GSM | Feeder | 4601 | 205 | VIDYUT NGR | 213017 | 22/11KV BHAIROBA SUB-STATION
X0403064 | DLMS-Secure | 055 | TCPIP_DLMS | GSM | Feeder | 4601 | 206 | BUND PUMPING | 213017 | 22/11KV BHAIROBA SUB-STATION
08023352 | DLMS-Genus | 065 | TCPIP_Genus | GSM | Feeder | 4601 | 208 | MEERA NAGAR | 213017 | 22/11KV BHAIROBA SUB-STATION
X1097867 | DLMS-Secure | 055 | TCPIP_DLMS | GSM | Feeder | 4601 | 205 | CANNAUGHT PALACE | 213034 | 22/11 KV GODREJ
X0403127 | DLMS-Secure | 055 | TCPIP_DLMS | GSM | Feeder | 4601 | 206 | LE MERIDIAN | 213034 | 22/11 KV GODREJ
12626004 | DLMS-LnT | 053 | TCPIP_DLMS | GSM | Feeder | 4601 | 202 | ENGG COLLEGE | 213009 | 22/11 KV NAIDU SUB-STATION
07426579 | LnT | 053 | TCPIP_LNT | GSM | Feeder | 4601 | 204 | BRAHMA BAJAJ | 213009 | 22/11 KV NAIDU SUB-STATION
07426459 | LnT | 053 | TCPIP_LNT | GSM | Feeder | 4601 | 205 | B J MEDICAL | 213303 | 22/11 KV ALANKAR
X0402000 | DLMS-Secure | 055 | TCPIP_DLMS | GSM | Feeder | 4601 | 204 | INOX | 213303 | 22/11 KV ALANKAR
X0403062 | DLMS-Secure | 055 | TCPIP_DLMS | GSM | Feeder | 4601 | 202 | QUEENS GARDEN | 213303 | 22/11 KV ALANKAR
X0402029 | DLMS-Secure | 055 | TCPIP_DLMS | GSM | Feeder | 4601 | 209 | FLEUR HOTEL | 213303 | 22/11 KV ALANKAR
X0402030 | DLMS-Secure | 055 | TCPIP_DLMS | GSM | Feeder | 4601 | 203 | L K CORPORATION | 213303 | 22/11 KV ALANKAR
17272468 | DLMS-LnT | 053 | TCPIP_DLMS | GSM | Feeder | 4601 | 206 | WADIA COLLEGE | 213009 | 22/11 KV NAIDU SUB-STATION
07411043 | LnT | 053 | TCPIP_LNT | GSM | Feeder | 4601 | 201 | BOAT CLUB | 213009 | 22/11 KV NAIDU SUB-STATION
MSB09424 | Secure | 055 | TCPIP_Secure | GSM | Feeder | 4601 | 301 | BSNL | 213303 | 22/11 KV ALANKAR
X1598273 | DLMS-Secure | 055 | TCPIP_DLMS | GSM | Feeder | 4601 | 213 | SASOON EXPRESS(ALANKAR SS) | 213303 | 22/11 KV ALANKAR
17223926 | DLMS-LnT | 053 | TCPIP_DLMS | GSM | Feeder | 4844 | 202 | Amanora ESS I Fdr II | 213366 | 22 KV AMANORA ESS I
X0402017 | DLMS-Secure | 055 | TCPIP_DLMS | GSM | Feeder | 4844 | 208 | Amanora ESS I Fdr 8 | 213366 | 22 KV AMANORA ESS I
X0403106 | DLMS-Secure | 055 | TCPIP_DLMS | GSM | Feeder | 4844 | 201 | Amanora/ESS5/FDR 1 | 213367 | 22 KV AMANORA ESS V
X0403111 | DLMS-Secure | 055 | TCPIP_DLMS | GSM | Feeder | 4844 | 203 | Amanora ESS 5 Fdr III | 213367 | 22 KV AMANORA ESS V
X0403121 | DLMS-Secure | 055 | TCPIP_DLMS | GSM | Feeder | 4844 | 204 | AMANORA/ESS-5/FDR-4 | 213367 | 22 KV AMANORA ESS V
09206209 | LnT | 053 | TCPIP_LnT_9600 | GSM | Feeder | 4844 | 205 | AMANORA/ESS5/FDR5 | 213367 | 22 KV AMANORA ESS V
12627938 | DLMS-LnT | 053 | TCPIP_DLMS | GSM | Feeder | 4844 | 208 | AMANORA ESS - 5 FEEDER- 8 | 213367 | 22 KV AMANORA ESS V
13080204 | DLMS-LnT | 053 | TCPIP_DLMS | GSM | Feeder | 4844 | 205 | Amanora ESS I Fdr 5 | 213366 | 22 KV AMANORA ESS I
13080248 | DLMS-LnT | 053 | TCPIP_DLMS | GSM | Feeder | 4844 | 204 | Amanora ESS I Fdr 4 | 213366 | 22 KV AMANORA ESS I
12628272 | DLMS-LnT | 053 | TCPIP_DLMS | GSM | Feeder | 4844 | 207 | AMANORA/ESS-5/FDR 7 | 213367 | 22 KV AMANORA ESS V
12628548 | DLMS-LnT | 053 | TCPIP_DLMS | GSM | Feeder | 4844 | 201 | Amanora ESS I Fdr I | 213366 | 22 KV AMANORA ESS I
07410493 | LnT | 053 | TCPIP_LNT | GSM | Feeder | 4844 | 202 | AMANORA/ESS 5/FDR 2 | 213367 | 22 KV AMANORA ESS V
12626044 | DLMS-LnT | 053 | TCPIP_DLMS | GSM | Feeder | 4844 | 203 | Amanora ESS I FDR 3 | 213366 | 22 KV AMANORA ESS I
TNU03793 | Secure | 055 | TCPIP_Secure | GSM | Feeder | 4603 | 207 | 11 KV Mall 2 | 213334 | 22/11KV MAGARPATTA PHASE IV
12559600 | DLMS-LnT | 053 | TCPIP_DLMS | GSM | Feeder | 4603 | 204 | MULBERRY | 213313 | 22/11 KV MAGARAPATTA PH-II
TNU03166 | Secure | 055 | TCPIP_Secure | GSM | Feeder | 4603 | 206 | 11 KV ACCENTURE B1 FEEDER | 213337 | 22/11 KV MAGARPATTA PHASE III
07410152 | LnT | 053 | TCPIP_LNT | GSM | Feeder | 4603 | 205 | IRIS | 213306 | 22/11 KV MAGARPATTA PHASE I
TNU03810 | Secure | 055 | TCPIP_Secure | GSM | Feeder | 4603 | 210 | 11 KV ANNEXE | 213334 | 22/11KV MAGARPATTA PHASE IV
TNU03798 | Secure | 055 | TCPIP_Secure | GSM | Feeder | 4603 | 203 | ZS T-12 Feeder | 213334 | 22/11KV MAGARPATTA PHASE IV
TNU03171 | Secure | 055 | TCPIP_Secure | GSM | Feeder | 4603 | 201 | T7 HITACHI | 213337 | 22/11 KV MAGARPATTA PHASE III
TNU03808 | Secure | 055 | TCPIP_Secure | GSM | Feeder | 4603 | 208 | 11 KV SEZ S1 | 213337 | 22/11 KV MAGARPATTA PHASE III
07426421 | LnT | 053 | TCPIP_LNT | GSM | Feeder | 4603 | 206 | DESTINATION | 213306 | 22/11 KV MAGARPATTA PHASE I
TNU03809 | Secure | 055 | TCPIP_Secure | GSM | Feeder | 4603 | 202 | Roystonia | 213334 | 22/11KV MAGARPATTA PHASE IV
TNU03802 | Secure | 055 | TCPIP_Secure | GSM | Feeder | 4603 | 204 | PATANI-1 | 213337 | 22/11 KV MAGARPATTA PHASE III
TNU03803 | Secure | 055 | TCPIP_Secure | GSM | Feeder | 4603 | 204 | Sylvania Feeder | 213334 | 22/11KV MAGARPATTA PHASE IV
07426432 | DLMS-LnT | 053 | TCPIP_DLMS | GSM | Feeder | 4603 | 204 | MAGARPATTA | 213306 | 22/11 KV MAGARPATTA PHASE I
06482739 | LnT | 053 | TCPIP_LNT | GSM | Feeder | 4603 | 206 | SPARE | 213313 | 22/11 KV MAGARAPATTA PH-II
TNU03807 | Secure | 055 | TCPIP_Secure | GSM | Feeder | 4603 | 205 | 11 KV LABURNUM PARK | 213334 | 22/11KV MAGARPATTA PHASE IV
07426533 | LnT | 053 | TCPIP_LNT | GSM | Feeder | 4603 | 207 | GYMKHANA | 213306 | 22/11 KV MAGARPATTA PHASE I
06482550 | LnT | 053 | TCPIP_LNT | GSM | Feeder | 4603 | 208 | JASMINIUM | 213313 | 22/11 KV MAGARAPATTA PH-II
07410155 | LnT | 053 | TCPIP_LNT | GSM | Feeder | 4603 | 202 | PATNI | 213306 | 22/11 KV MAGARPATTA PHASE I
06482718 | LnT | 053 | TCPIP_LNT | GSM | Feeder | 4603 | 205 | IRIS | 213306 | 22/11 KV MAGARPATTA PHASE I
06482715 | LnT | 053 | TCPIP_LNT | GSM | Feeder | 4603 | 207 | SPARE | 213313 | 22/11 KV MAGARAPATTA PH-II
X0403134 | DLMS-Secure | 055 | TCPIP_DLMS | GSM | Feeder | 4603 | 201 | EDS | 213313 | 22/11 KV MAGARAPATTA PH-II
TNU03811 | Secure | 055 | TCPIP_Secure | GSM | Feeder | 4603 | 203 | 11 KV B - 5 | 213337 | 22/11 KV MAGARPATTA PHASE III
TNU03167 | Secure | 055 | TCPIP_Secure | GSM | Feeder | 4603 | 202 | 11 KV CREST FEEDER | 213337 | 22/11 KV MAGARPATTA PHASE III
TNU03819 | Secure | 055 | TCPIP_Secure | GSM | Feeder | 4603 | 304 | 22 KV MALL | 213334 | 22/11KV MAGARPATTA PHASE IV
TNU03791 | Secure | 055 | TCPIP_Secure | GSM | Feeder | 4603 | 208 | Summer Court | 213334 | 22/11KV MAGARPATTA PHASE IV
TNU03805 | Secure | 055 | TCPIP_Secure | GSM | Feeder | 4603 | 201 | Capita T-10 | 213334 | 22/11KV MAGARPATTA PHASE IV
TNU03812 | Secure | 055 | TCPIP_Secure | GSM | Feeder | 4603 | 210 | DB Xento | 213337 | 22/11 KV MAGARPATTA PHASE III
12559601 | DLMS-LnT | 053 | TCPIP_DLMS | GSM | Feeder | 4603 | 203 | AMDOCS | 213313 | 22/11 KV MAGARAPATTA PH-II
12559702 | DLMS-LnT | 053 | TCPIP_DLMS | GSM | Feeder | 4603 | 202 | SAS | 213313 | 22/11 KV MAGARAPATTA PH-II
TNU03806 | Secure | 055 | TCPIP_Secure | GSM | Feeder | 4603 | 209 | Accenture (B-2) | 213337 | 22/11 KV MAGARPATTA PHASE III
TNU03804 | Secure | 055 | TCPIP_Secure | GSM | Feeder | 4603 | 206 | DAR T-11 | 213334 | 22/11KV MAGARPATTA PHASE IV
07410154 | DLMS-LnT | 053 | TCPIP_DLMS | GSM | Feeder | 4603 | 208 | SPARE | 213306 | 22/11 KV MAGARPATTA PHASE I
07410153 | DLMS-LnT | 053 | TCPIP_DLMS | GSM | Feeder | 4603 | 203 | OPTION I | 213306 | 22/11 KV MAGARPATTA PHASE I
MSE99949 | Secure | 055 | TCPIP_Secure | GSM | Feeder | 4677 | 207 | 11 KV F 7 | 213383 | 22 / 11 KV NANDED CITY S/STN I
MSB61616 | Secure | 055 | TCPIP_Secure | GSM | Feeder | 4677 | 202 | 11 KV F 2 | 213383 | 22 / 11 KV NANDED CITY S/STN I
MSE99950 | Secure | 055 | TCPIP_Secure | GSM | Feeder | 4677 | 209 | 11 KV F 9 | 213383 | 22 / 11 KV NANDED CITY S/STN I
MSE99951 | Secure | 055 | TCPIP_Secure | GSM | Feeder | 4677 | 204 | 11 KV F 4 | 213383 | 22 / 11 KV NANDED CITY S/STN I
MSE99954 | Secure | 055 | TCPIP_Secure | GSM | Feeder | 4677 | 205 | 11 KV F 5 | 213383 | 22 / 11 KV NANDED CITY S/STN I
MSE99959 | Secure | 055 | TCPIP_Secure | GSM | Feeder | 4677 | 203 | 11 KV F 3 | 213383 | 22 / 11 KV NANDED CITY S/STN I
MSP34159 | Secure | 055 | TCPIP_Secure | GSM | Feeder | 4677 | 208 | 11 KV F 8 | 213383 | 22 / 11 KV NANDED CITY S/STN I
MSE99956 | Secure | 055 | TCPIP_Secure | GSM | Feeder | 4677 | 206 | 11 KV F 6 | 213383 | 22 / 11 KV NANDED CITY S/STN I
MSE99952 | Secure | 055 | TCPIP_Secure | GSM | Feeder | 4677 | 201 | 11 KV F 1 | 213383 | 22 / 11 KV NANDED CITY S/STN I
TNB04648 | Secure | 055 | TCPIP_Secure | GSM | Feeder | 4604 | 305 | Trinity | 213355 | VAMONA SWITCHING STATION
X0403119 | DLMS-Secure | 055 | TCPIP_DLMS | GSM | Feeder | 4604 | 214 | 11 KV Pumping | 213032 | 22/11 KV NAGAR RAOD S/STN
00582314 | DLMS-HPL | 076 | TCPIP_DLMS | GSM | Feeder | 4604 | 205 | 11 KV SIDDHESH | 213391 | 22/11KV ROHAN MITHILA SUBSTATION
TNU02762 | Secure | 055 | TCPIP_Secure | GSM | Feeder | 4604 | 301 | 22 Kv Deepak Fertilizers | 213324 | 22/22 KV DEEPAK FERTILIZERS
X0403109 | DLMS-Secure | 055 | TCPIP_DLMS | GSM | Feeder | 4604 | 208 | 11 KV SOPAN NAGAR | 213310 | 22/11 KV GIGASPACE
X0400641 | DLMS-Secure | 055 | TCPIP_DLMS | GSM | Feeder | 4604 | 201 | N V REALITY | 213320 | 22/11 KV WEIKFIELD IT
X0401999 | DLMS-Secure | 055 | TCPIP_DLMS | GSM | Feeder | 4604 | 205 | YARWADA INVESTMENT | 213032 | 22/11 KV NAGAR RAOD S/STN
GJU61242 | Secure | 055 | TCPIP_Secure | GSM | Feeder | 4604 | 203 | 11 KV BIDIKAMGAR | 213384 | 22 /11KV KHULEWADI SUBSTATION
07426584 | LnT | 053 | TCPIP_LNT | GSM | Feeder | 4604 | 204 | Water Front | 213311 | 22/11 KV IMPERIAL RESIDENCE
07426460 | LnT | 053 | TCPIP_LNT | GSM | Feeder | 4604 | 206 | LAXMI NAGAR ( KALYANI NAGAR ) | 213032 | 22/11 KV NAGAR RAOD S/STN
GJU61239 | Secure | 055 | TCPIP_Secure | GSM | Feeder | 4604 | 202 | 11 KV KHARADIGAON | 213384 | 22 /11KV KHULEWADI SUBSTATION
MSB61596 | Secure | 055 | TCPIP_Secure | GSM | Feeder | 4604 | 203 | 11 KV Corporate Park | 213381 | Tech Park S/Stn
07426599 | LnT | 053 | TCPIP_LNT | GSM | Feeder | 4604 | 208 | Sambhaji Nagar | 213032 | 22/11 KV NAGAR RAOD S/STN
GJU56207 | Secure | 055 | TCPIP_Secure | GSM | Feeder | 4604 | 202 | 11KV Rohan Mithila 2 | 213391 | 22/11KV ROHAN MITHILA SUBSTATION
MSB61583 | Secure | 055 | TCPIP_Secure | GSM | Feeder | 4604 | 202 | 11 KV TECHPARK 2 | 213381 | Tech Park S/Stn
MSB61609 | Secure | 055 | TCPIP_Secure | GSM | Feeder | 4604 | 204 | 11KV PANCHSHILL TOWER B FEEDER | 213381 | Tech Park S/Stn
X0398950 | DLMS-Secure | 055 | TCPIP_DLMS | GSM | Feeder | 4604 | 304 | 22 KV CHANDAN NAGAR | 217032 | KHULEWADI KHARADI
X0403122 | DLMS-Secure | 055 | TCPIP_DLMS | GSM | Feeder | 4604 | 204 | KPDL-III | 213310 | 22/11 KV GIGASPACE
X0403139 | DLMS-Secure | 055 | TCPIP_DLMS | GSM | Feeder | 4604 | 203 | KPDL-IV | 213310 | 22/11 KV GIGASPACE
X0403144 | DLMS-Secure | 055 | TCPIP_DLMS | GSM | Feeder | 4604 | 202 | Viman Nagar | 213310 | 22/11 KV GIGASPACE
07426458 | LnT | 053 | TCPIP_LNT | GSM | Feeder | 4604 | 209 | Parnkuti | 213032 | 22/11 KV NAGAR RAOD S/STN
12628435 | DLMS-LnT | 053 | TCPIP_DLMS | GSM | Feeder | 4604 | 301 | IHHR | 213340 | 22/22 KV G - CORP SW
X2146915 | DLMS-Secure | 055 | TCPIP_DLMS | GSM | Feeder | 4604 | 321 | 22KV AIGP FEEDER | 217032 | KHULEWADI KHARADI
TNU02763 | Secure | 055 | TCPIP_Secure | GSM | Feeder | 4604 | 302 | SOFOTEL | 213324 | 22/22 KV DEEPAK FERTILIZERS
X1958209 | DLMS-Secure | 055 | TCPIP_DLMS | GSM | Feeder | 4604 | 210 | Air Port | 213032 | 22/11 KV NAGAR RAOD S/STN
X0401427 | DLMS-Secure | 055 | TCPIP_DLMS | GSM | Feeder | 4604 | 206 | 11KV PEBBLE | 213391 | 22/11KV ROHAN MITHILA SUBSTATION
12625963 | DLMS-LnT | 053 | TCPIP_DLMS | GSM | Feeder | 4604 | 206 | 11 KV Victoriya Garden | 213311 | 22/11 KV IMPERIAL RESIDENCE
07426373 | LnT | 053 | TCPIP_LNT | GSM | Feeder | 4604 | 203 | Gera 77 | 213311 | 22/11 KV IMPERIAL RESIDENCE
07426525 | LnT | 053 | TCPIP_LNT | GSM | Feeder | 4604 | 212 | Nyati | 213032 | 22/11 KV NAGAR RAOD S/STN
12625967 | DLMS-LnT | 053 | TCPIP_DLMS | GSM | Feeder | 4604 | 308 | 22KV NOVOTEL | 213320 | 22/11 KV WEIKFIELD IT
MSP41431 | Secure | 055 | TCPIP_Secure | GSM | Feeder | 4604 | 203 | 11KV Sanjay Park | 213391 | 22/11KV ROHAN MITHILA SUBSTATION
X0398943 | DLMS-Secure | 055 | TCPIP_DLMS | GSM | Feeder | 4604 | 317 | TECH PARK | 217032 | KHULEWADI KHARADI
X0398948 | DLMS-Secure | 055 | TCPIP_DLMS | GSM | Feeder | 4604 | 306 | MIDC 1 | 217032 | KHULEWADI KHARADI
X0398941 | DLMS-Secure | 055 | TCPIP_DLMS | GSM | Feeder | 4604 | 305 | 22 KV LOHAGAON | 217032 | KHULEWADI KHARADI
XB449637 | DLMS-Secure | 055 | TCPIP_DLMS | GSM | Feeder | 4604 | 208 | 11 KV Weikfield B Block | 213320 | 22/11 KV WEIKFIELD IT
X0400634 | DLMS-Secure | 055 | TCPIP_DLMS | GSM | Feeder | 4604 | 207 | Dunkar Line | 213320 | 22/11 KV WEIKFIELD IT
X0400633 | DLMS-Secure | 055 | TCPIP_DLMS | GSM | Feeder | 4604 | 206 | SKY MAX | 213320 | 22/11 KV WEIKFIELD IT
X0400637 | DLMS-Secure | 055 | TCPIP_DLMS | GSM | Feeder | 4604 | 302 | Hyatt | 213320 | 22/11 KV WEIKFIELD IT
X0403051 | DLMS-Secure | 055 | TCPIP_DLMS | GSM | Feeder | 4604 | 203 | Sakore Nagar | 213320 | 22/11 KV WEIKFIELD IT
XB449633 | DLMS-Secure | 055 | TCPIP_DLMS | GSM | Feeder | 4604 | 202 | Zercon | 213320 | 22/11 KV WEIKFIELD IT
X0400646 | DLMS-Secure | 055 | TCPIP_DLMS | GSM | Feeder | 4604 | 204 | 11 KV Symbiosis | 213320 | 22/11 KV WEIKFIELD IT
XB449631 | DLMS-Secure | 055 | TCPIP_DLMS | GSM | Feeder | 4604 | 205 | 11 KV N V REALITY 2 | 213320 | 22/11 KV WEIKFIELD IT
X0403128 | DLMS-Secure | 055 | TCPIP_DLMS | GSM | Feeder | 4604 | 305 | 22 KV W.N.S | 213320 | 22/11 KV WEIKFIELD IT
07426583 | LnT | 053 | TCPIP_LNT | GSM | Feeder | 4604 | 201 | Naiknaware-II | 213311 | 22/11 KV IMPERIAL RESIDENCE
MSB61589 | Secure | 055 | TCPIP_Secure | GSM | Feeder | 4604 | 204 | 11KV PANCHSHILL TOWER B FEEDER | 213381 | Tech Park S/Stn
TNB04645 | Secure | 055 | TCPIP_Secure | GSM | Feeder | 4604 | 302 | Aliance | 213355 | VAMONA SWITCHING STATION
GJU61245 | Secure | 055 | TCPIP_Secure | GSM | Feeder | 4604 | 201 | 11 KV VIMAN NAGAR WC | 213384 | 22 /11KV KHULEWADI SUBSTATION
09141303 | LnT | 053 | TCPIP_LnT_9600 | GSM | Feeder | 4604 | 302 | G corp | 213340 | 22/22 KV G - CORP SW
07426585 | LnT | 053 | TCPIP_LNT | GSM | Feeder | 4604 | 205 | Kalyani Nagar | 213311 | 22/11 KV IMPERIAL RESIDENCE
MSP41430 | Secure | 055 | TCPIP_Secure | GSM | Feeder | 4604 | 201 | 11KV Rohan Mithila 1 | 213391 | 22/11KV ROHAN MITHILA SUBSTATION
TNU03841 | Secure | 055 | TCPIP_Secure | GSM | Feeder | 4604 | 303 | HT 2 | 213349 | 22/22 KV MYSTIC MOODS SW
X0403137 | DLMS-Secure | 055 | TCPIP_DLMS | GSM | Feeder | 4604 | 206 | Nico Garden | 213310 | 22/11 KV GIGASPACE
X0403057 | DLMS-Secure | 055 | TCPIP_DLMS | GSM | Feeder | 4604 | 207 | KPDL-II | 213310 | 22/11 KV GIGASPACE
12626047 | DLMS-LnT | 053 | TCPIP_DLMS | GSM | Feeder | 4604 | 304 | Spare VI | 213320 | 22/11 KV WEIKFIELD IT
TNB04647 | Secure | 055 | TCPIP_Secure | GSM | Feeder | 4604 | 303 | VAMONA I | 213355 | VAMONA SWITCHING STATION
MSB61593 | Secure | 055 | TCPIP_Secure | GSM | Feeder | 4604 | 201 | 11 KV TECHPARK 1 | 213381 | Tech Park S/Stn
TNU03839 | Secure | 055 | TCPIP_Secure | GSM | Feeder | 4604 | 302 | FEEDER II (spare) | 213349 | 22/22 KV MYSTIC MOODS SW
GJU61240 | Secure | 055 | TCPIP_Secure | GSM | Feeder | 4604 | 204 | 11 KV Indian Oil (IOCL) | 213384 | 22 /11KV KHULEWADI SUBSTATION
07426374 | LnT | 053 | TCPIP_LNT | GSM | Feeder | 4604 | 202 | Modi Solidare | 213311 | 22/11 KV IMPERIAL RESIDENCE
TNB04646 | Secure | 055 | TCPIP_Secure | GSM | Feeder | 4604 | 301 | Ashton | 213355 | VAMONA SWITCHING STATION
GJU61212 | Secure | 055 | TCPIP_Secure | GSM | Feeder | 4604 | 304 | 22KV WADGAONSHERI | 213384 | 22 /11KV KHULEWADI SUBSTATION
TNU04366 | Secure | 055 | TCPIP_Secure | GSM | Feeder | 4604 | 301 | JAIN | 213032 | 22/11 KV NAGAR RAOD S/STN
07426461 | LnT | 053 | TCPIP_LNT | GSM | Feeder | 4604 | 207 | ALANDI ROAD | 213032 | 22/11 KV NAGAR RAOD S/STN
X0403112 | DLMS-Secure | 055 | TCPIP_DLMS | GSM | Feeder | 4604 | 201 | KPDL-I | 213310 | 22/11 KV GIGASPACE
X0402003 | DLMS-Secure | 055 | TCPIP_DLMS | GSM | Feeder | 4604 | 205 | 11 KV E-SPACE | 213310 | 22/11 KV GIGASPACE
05040773 | DLMS-HPL | 076 | TCPIP_DLMS | GSM | Feeder | 4602 | 309 | 22 KV K'RAHEJA BULDG NO 5 | 213327 | 22/22 KV K RAHEJA SWICHING STN
15086429 | LnT | 053 | TCPIP_LnT_9600 | GSM | Feeder | 4602 | 303 | 22 KV NYATI | 213410 | 22/22 KV PORWAL ROAD SWITCHING STN
X0402011 | DLMS-Secure | 055 | TCPIP_DLMS | GSM | Feeder | 4602 | 203 | 11 KV VSNL | 213354 | 22/11 KV KALAS (GREF) S/STN.
05040324 | DLMS-HPL | 076 | TCPIP_DLMS | GSM | Feeder | 4602 | 304 | 22 KV K RAHEJA NO 4 | 213327 | 22/22 KV K RAHEJA SWICHING STN
05040276 | DLMS-HPL | 076 | TCPIP_DLMS | GSM | Feeder | 4602 | 307 | 22 KV K' RAHEJA BLDG NO-7 | 213327 | 22/22 KV K RAHEJA SWICHING STN
GJU56213 | Secure | 055 | TCPIP_Secure | GSM | Feeder | 4602 | 207 | 11 KV LINE BAZAR | 213321 | 22/11 KV HARIGANGA
GJU56232 | Secure | 055 | TCPIP_Secure | GSM | Feeder | 4602 | 208 | 11 KV SPARE FEEDER | 213321 | 22/11 KV HARIGANGA
07410267 | LnT | 053 | TCPIP_LNT | GSM | Feeder | 4602 | 202 | 11 KV AMBANAGARI | 213033 | 22/11 KV MOHANWADI
MSP34162 | Secure | 055 | TCPIP_Secure | GSM | Feeder | 4602 | 208 | 11 KV PUMPING | 213033 | 22/11 KV MOHANWADI
04580358 | DLMS-Genus | 065 | TCPIP_DLMS | GSM | Feeder | 4602 | 207 | 11 KV TINGRENAGAR | 213033 | 22/11 KV MOHANWADI
05040205 | DLMS-HPL | 076 | TCPIP_DLMS | GSM | Feeder | 4602 | 301 | 22 KV K'RAHEJA FEEDER NO-1 | 213327 | 22/22 KV K RAHEJA SWICHING STN
05040292 | DLMS-HPL | 076 | TCPIP_DLMS | GSM | Feeder | 4602 | 302 | 22 KV K RAHEJA FEEDER NO-2 | 213327 | 22/22 KV K RAHEJA SWICHING STN
05040749 | DLMS-HPL | 076 | TCPIP_DLMS | GSM | Feeder | 4602 | 303 | 22 KV K. RAHEJA BULDG NO- 3 | 213327 | 22/22 KV K RAHEJA SWICHING STN
05040231 | DLMS-HPL | 076 | TCPIP_DLMS | GSM | Feeder | 4602 | 305 | 22 KV RANKAPUR | 213327 | 22/22 KV K RAHEJA SWICHING STN
05040733 | DLMS-HPL | 076 | TCPIP_DLMS | GSM | Feeder | 4602 | 306 | 22 KV RAHEJA BULDG NO-6 | 213327 | 22/22 KV K RAHEJA SWICHING STN
04581033 | DLMS-Genus | 065 | TCPIP_DLMS | GSM | Feeder | 4602 | 201 | 11 KV VIDYA NAGAR | 213033 | 22/11 KV MOHANWADI
04583186 | DLMS-Genus | 065 | TCPIP_DLMS | GSM | Feeder | 4602 | 204 | 11 KV DEW DROP | 213321 | 22/11 KV HARIGANGA
04575491 | DLMS-Genus | 065 | TCPIP_DLMS | GSM | Feeder | 4602 | 206 | 11 KV BEG | 213321 | 22/11 KV HARIGANGA
04580409 | DLMS-Genus | 065 | TCPIP_DLMS | GSM | Feeder | 4602 | 202 | 11 KV HARIGANGA I | 213321 | 22/11 KV HARIGANGA
X0400642 | DLMS-Secure | 055 | TCPIP_DLMS | GSM | Feeder | 4602 | 201 | 11 KV JAKAT NAKA (REGENCY MEADOWS) | 213403 | 22/11 KV Dhanori
12628345 | DLMS-LnT | 053 | TCPIP_DLMS | GSM | Feeder | 4602 | 201 | 11 KV MAHALAXMI | 213321 | 22/11 KV HARIGANGA
X0403050 | DLMS-Secure | 055 | TCPIP_DLMS | GSM | Feeder | 4602 | 203 | 11 KV HARIGANGA II (RTO) | 213321 | 22/11 KV HARIGANGA
X0400640 | DLMS-Secure | 055 | TCPIP_DLMS | GSM | Feeder | 4602 | 204 | DIGHI SPARE FDR | 213033 | 22/11 KV MOHANWADI
07410252 | LnT | 053 | TCPIP_LNT | GSM | Feeder | 4602 | 203 | 11 KV PRATIK NAGAR | 213033 | 22/11 KV MOHANWADI
07410266 | LnT | 053 | TCPIP_LNT | GSM | Feeder | 4602 | 205 | 11 KV SHANTI NAGAR | 213033 | 22/11 KV MOHANWADI
07426618 | LnT | 053 | TCPIP_LNT | GSM | Feeder | 4602 | 206 | 11 KV VISHRANTWADI | 213033 | 22/11 KV MOHANWADI
X0402013 | DLMS-Secure | 055 | TCPIP_DLMS | GSM | Feeder | 4602 | 302 | 22 KV GAOTHAN | 213404 | 22/22 KV KIRTI CASTLE SWITCHING STN
12628530 | DLMS-LnT | 053 | TCPIP_DLMS | GSM | Feeder | 4602 | 303 | 22 KV WATER PARK | 213447 | 22/22KV SANTNAGAR SWTCHING STN
00566694 | DLMS-HPL | 076 | TCPIP_DLMS | GSM | Feeder | 4602 | 301 | 22 KV ELEMENTO | 213410 | 22/22 KV PORWAL ROAD SWITCHING STN
X1096666 | DLMS-Secure | 055 | TCPIP_DLMS | GSM | Feeder | 4602 | 202 | 11 KV KHESE PARK | 213491 | 22/11 KV BRAMHA SKY CITY
X0398669 | DLMS-Secure | 055 | TCPIP_DLMS | GSM | Feeder | 4602 | 203 | 11 KV MUNJABA WASTI | 213491 | 22/11 KV BRAMHA SKY CITY
X0403065 | DLMS-Secure | 055 | TCPIP_DLMS | GSM | Feeder | 4602 | 201 | 11 KV BRAMHA SKY CITY | 213491 | 22/11 KV BRAMHA SKY CITY
X0789980 | DLMS-Secure | 055 | TCPIP_DLMS | GSM | Feeder | 4602 | 304 | 22KV GANGA NEW TOWN | 213410 | 22/22 KV PORWAL ROAD SWITCHING STN
X0403101 | DLMS-Secure | 055 | TCPIP_DLMS | GSM | Feeder | 4602 | 302 | 22KV LOHGAON GAOTHAN (SATHE WASTI) | 213447 | 22/22KV SANTNAGAR SWTCHING STN
X0403136 | DLMS-Secure | 055 | TCPIP_DLMS | GSM | Feeder | 4602 | 301 | 22KV SANTNAGAR | 213447 | 22/22KV SANTNAGAR SWTCHING STN
X0398972 | DLMS-Secure | 055 | TCPIP_DLMS | GSM | Feeder | 4602 | 301 | 22 KV TATA | 218059 | 220/22 KV VSNL S/STN.
GJU56197 | Secure | 055 | TCPIP_Secure | GSM | Feeder | 4602 | 201 | 11 KV KALAS ( PATHAN BABA ) | 213354 | 22/11 KV KALAS (GREF) S/STN.
GJU61780 | Secure | 055 | TCPIP_Secure | GSM | Feeder | 4602 | 301 | 22 KV MMIT | 213404 | 22/22 KV KIRTI CASTLE SWITCHING STN
GJU61225 | Secure | 055 | TCPIP_Secure | GSM | Feeder | 4602 | 303 | 22 KV VADGAON SHINDE (HARANTLE) | 213404 | 22/22 KV KIRTI CASTLE SWITCHING STN
TNU03844 | Secure | 055 | TCPIP_Secure | GSM | Feeder | 4602 | 308 | 22 KV K'RAHEJA BULDG NO-8 | 213327 | 22/22 KV K RAHEJA SWICHING STN
GJU56203 | Secure | 055 | TCPIP_Secure | GSM | Feeder | 4602 | 204 | 11 KV DIGHI | 213354 | 22/11 KV KALAS (GREF) S/STN.
17270932 | DLMS-LnT | 053 | TCPIP_DLMS | GSM | Feeder | 4602 | 303 | 22 KV BOPKHEL | 218059 | 220/22 KV VSNL S/STN.
GJU56202 | Secure | 055 | TCPIP_Secure | GSM | Feeder | 4602 | 202 | 11 KV GREF CENTRE | 213354 | 22/11 KV KALAS (GREF) S/STN.
XB449634 | DLMS-Secure | 055 | TCPIP_DLMS | GSM | Feeder | 4746 | 207 | 11 KV JAWALE COMPLEX | 213323 | 22/11 KV BRAMHA SUNCITY
12628365 | DLMS-LnT | 053 | TCPIP_DLMS | GSM | Feeder | 4746 | 304 | 22 KV Reliance | 213453 | 22/22 KV Zensar Switching Substation
12625992 | DLMS-LnT | 053 | TCPIP_DLMS | GSM | Feeder | 4746 | 202 | 11 KV SPARE | 213035 | 22/11KV MERIGOLD SUBSTATION
07044709 | LnT | 053 | TCPIP_LNT | GSM | Feeder | 4746 | 203 | 11 KV BI FEEDER | 213325 | 22/11 KV KUMAR CEREBRUM
MSP41844 | Secure | 055 | TCPIP_Secure | GSM | Feeder | 4746 | 301 | 22 KV FOREST COUNTY | 213418 | 22/22 KV FOREST COUNTY
17272479 | DLMS-LnT | 053 | TCPIP_DLMS | GSM | Feeder | 4746 | 301 | 22 KV CYABAGE | 213325 | 22/11 KV KUMAR CEREBRUM
12628269 | DLMS-LnT | 053 | TCPIP_DLMS | GSM | Feeder | 4746 | 305 | 22 KV P-ONE FEEDER | 213453 | 22/22 KV Zensar Switching Substation
X1097849 | DLMS-Secure | 055 | TCPIP_DLMS | GSM | Feeder | 4746 | 208 | 11KV CIPLA | 213035 | 22/11KV MERIGOLD SUBSTATION
X1096648 | DLMS-Secure | 055 | TCPIP_DLMS | GSM | Feeder | 4746 | 206 | Fortiliza I | 213035 | 22/11KV MERIGOLD SUBSTATION
TNU03153 | Secure | 055 | TCPIP_Secure | GSM | Feeder | 4746 | 205 | 11 KV SPARE | 213323 | 22/11 KV BRAMHA SUNCITY
08039527 | LnT | 053 | TCPIP_LNT | GSM | Feeder | 4746 | 301 | 22 KV GANGA GERA II | 213347 | 22 KV GERA SWITCHING STATION
MS906877 | Secure | 055 | TCPIP_Secure | GSM | Feeder | 4746 | 301 | 22 KV INORBIT MALL | 213351 | 22/22 Trion Switching stn
X0401424 | DLMS-Secure | 055 | TCPIP_DLMS | GSM | Feeder | 4746 | 309 | 22 KV SHREE DATTA | 213323 | 22/11 KV BRAMHA SUNCITY
12628471 | DLMS-LnT | 053 | TCPIP_DLMS | GSM | Feeder | 4746 | 304 | 22 KV EON TOWER A | 213454 | MARVEL ZAPHYAR
XE482477 | DLMS-Secure | 055 | TCPIP_DLMS | GSM | Feeder | 4746 | 306 | 22 KV PANCHASHIL TOWER(DF4901) | 213454 | MARVEL ZAPHYAR
04581206 | DLMS-Genus | 065 | TCPIP_DLMS | GSM | Feeder | 4746 | 204 | 11 KV BIII | 213325 | 22/11 KV KUMAR CEREBRUM
X1083973 | DLMS-Secure | 055 | TCPIP_DLMS | GSM | Feeder | 4746 | 205 | 11 KV KRUTI | 213325 | 22/11 KV KUMAR CEREBRUM
05036346 | DLMS-HPL | 076 | TCPIP_DLMS | GSM | Feeder | 4746 | 201 | 11 KV B II | 213325 | 22/11 KV KUMAR CEREBRUM
12628537 | DLMS-LnT | 053 | TCPIP_DLMS | GSM | Feeder | 4746 | 302 | 22 KV TRION IT | 213351 | 22/22 Trion Switching stn
XB405559 | DLMS-Secure | 055 | TCPIP_DLMS | GSM | Feeder | 4746 | 303 | 22 KV Gera Trinity Tower | 213347 | 22 KV GERA SWITCHING STATION
12628277 | DLMS-LnT | 053 | TCPIP_DLMS | GSM | Feeder | 4746 | 205 | Fortiliza II | 213035 | 22/11KV MERIGOLD SUBSTATION
X1096650 | DLMS-Secure | 055 | TCPIP_DLMS | GSM | Feeder | 4746 | 201 | 11KV VENTURA | 213035 | 22/11KV MERIGOLD SUBSTATION
12628358 | DLMS-LnT | 053 | TCPIP_DLMS | GSM | Feeder | 4746 | 301 | 22 KV MARVEL ZAPHYAR | 213454 | MARVEL ZAPHYAR
12628514 | DLMS-LnT | 053 | TCPIP_DLMS | GSM | Feeder | 4746 | 303 | 22 KV GERA PARK VIEW | 213454 | MARVEL ZAPHYAR
12628515 | DLMS-LnT | 053 | TCPIP_DLMS | GSM | Feeder | 4746 | 302 | 22 KV BANGAI VASTI | 213454 | MARVEL ZAPHYAR
12628543 | DLMS-LnT | 053 | TCPIP_DLMS | GSM | Feeder | 4746 | 306 | Mailapani PMC Feeder ( Station X'mer) | 213453 | 22/22 KV Zensar Switching Substation
12626051 | DLMS-LnT | 053 | TCPIP_DLMS | GSM | Feeder | 4746 | 301 | Shree Pawansut | 213453 | 22/22 KV Zensar Switching Substation
12628550 | DLMS-LnT | 053 | TCPIP_DLMS | GSM | Feeder | 4746 | 307 | 22 KV WTC-4 FEEDER | 213453 | 22/22 KV Zensar Switching Substation
X0398731 | DLMS-Secure | 055 | TCPIP_DLMS | GSM | Feeder | 4746 | 206 | 11 KV MATE NAGAR | 213323 | 22/11 KV BRAMHA SUNCITY
X0400647 | DLMS-Secure | 055 | TCPIP_DLMS | GSM | Feeder | 4746 | 201 | 11 KV BRAMHA SUNCITY I | 213323 | 22/11 KV BRAMHA SUNCITY
X0400638 | DLMS-Secure | 055 | TCPIP_DLMS | GSM | Feeder | 4746 | 203 | 11 KV SAINIKWADI | 213323 | 22/11 KV BRAMHA SUNCITY
XB449659 | DLMS-Secure | 055 | TCPIP_DLMS | GSM | Feeder | 4746 | 202 | 11 KV ADARSHANAGAR | 213323 | 22/11 KV BRAMHA SUNCITY
X0400645 | DLMS-Secure | 055 | TCPIP_DLMS | GSM | Feeder | 4746 | 204 | 11 KV BELMAC FEEDER | 213323 | 22/11 KV BRAMHA SUNCITY
XB449632 | DLMS-Secure | 055 | TCPIP_Secure | GSM | Feeder | 4746 | 208 | 11 KV GANESH NAGAR | 213323 | 22/11 KV BRAMHA SUNCITY
12627988 | DLMS-LnT | 053 | TCPIP_DLMS | GSM | Feeder | 4746 | 302 | 22 KV KPDL APPARTMENT | 213485 | 22/22 KV TUSCAN SWITCHING SUBSTATION
12627991 | DLMS-LnT | 053 | TCPIP_DLMS | GSM | Feeder | 4746 | 301 | 22 KV DOWNTOWN CITY VISTA | 213485 | 22/22 KV TUSCAN SWITCHING SUBSTATION
07426360 | LnT | 053 | TCPIP_LNT | GSM | Feeder | 4746 | 203 | 11KV PTC | 213035 | 22/11KV MERIGOLD SUBSTATION
07044678 | LnT | 053 | TCPIP_LNT | GSM | Feeder | 4746 | 206 | 11 KV SPARE | 213325 | 22/11 KV KUMAR CEREBRUM
07426359 | LnT | 053 | TCPIP_LNT | GSM | Feeder | 4746 | 204 | 11 KV CYPRUS | 213035 | 22/11KV MERIGOLD SUBSTATION
12628533 | DLMS-LnT | 053 | TCPIP_DLMS | GSM | Feeder | 4746 | 303 | 22 KV ZENSAR | 213453 | 22/22 KV Zensar Switching Substation
12628270 | DLMS-LnT | 053 | TCPIP_DLMS | GSM | Feeder | 4746 | 207 | 11KV WADGAONSHERI | 213035 | 22/11KV MERIGOLD SUBSTATION
12627946 | DLMS-LnT | 053 | TCPIP_DLMS | GSM | Feeder | 4746 | 302 | Bharati Airtel | 213453 | 22/22 KV Zensar Switching Substation
XC427816 | DLMS-Secure | 055 | TCPIP_DLMS | GSM | Feeder | 4746 | 305 | 22 KV EON TOWER B | 213454 | MARVEL ZAPHYAR
XB412039 | DLMS-Secure | 055 | TCPIP_DLMS | GSM | Feeder | 4637 | 302 | 22 KV JIJA MATA | 213432 | 22 KV Sai Mystique Swt. Stn
14675522 | DLMS-LnT | 053 | TCPIP_DLMS | GSM | Feeder | 4637 | 305 | 22 KV WAGHJAI FEEDER | 213319 | 22/22KV RAJIV GANDHI SW/STN
MSP35032 | Secure | 055 | TCPIP_Secure | GSM | Feeder | 4637 | 301 | 22 KV DABHADI | 213375 | 22/22/11 kV Amit Substation
MSP34178 | Secure | 055 | TCPIP_Secure | GSM | Feeder | 4637 | 202 | 11 KV ASTONIA ROYAL | 213375 | 22/22/11 kV Amit Substation
12628430 | DLMS-LnT | 053 | TCPIP_DLMS | GSM | Feeder | 4637 | 305 | STATE BANK NAGAR | 213330 | 22 22/22 KV LAKE TOWN
X0403135 | DLMS-Secure | 055 | TCPIP_DLMS | GSM | Feeder | 4637 | 304 | 22 KV MORYA | 213330 | 22 22/22 KV LAKE TOWN
X0403123 | DLMS-Secure | 055 | TCPIP_DLMS | GSM | Feeder | 4637 | 301 | 22 KV RAUT BAG | 213365 | 22/22 kV Panchavati Sw/Stn
TNU03851 | Secure | 055 | TCPIP_Secure | GSM | Feeder | 4637 | 301 | 22 KV LAKE TOWN | 213330 | 22 22/22 KV LAKE TOWN
XB412042 | DLMS-Secure | 055 | TCPIP_DLMS | GSM | Feeder | 4637 | 301 | 22 KV SAI SIDDHI | 213432 | 22 KV Sai Mystique Swt. Stn
X0403058 | DLMS-Secure | 055 | TCPIP_DLMS | GSM | Feeder | 4637 | 302 | 22 KV GULAB NAGAR | 213365 | 22/22 kV Panchavati Sw/Stn
X0403114 | DLMS-Secure | 055 | TCPIP_DLMS | GSM | Feeder | 4637 | 304 | 22 KV SAMBHAJI NAGAR | 213365 | 22/22 kV Panchavati Sw/Stn
16058595 | DLMS-LnT | 053 | TCPIP_DLMS | GSM | Feeder | 4637 | 303 | TILEKAR NAGAR | 213462 | 22/22 KV Akruti Swt. Stn.
MSB61594 | Secure | 055 | TCPIP_Secure | GSM | Feeder | 4637 | 204 | 11 KV TAKSHSHILA | 213375 | 22/22/11 kV Amit Substation
MSP34186 | Secure | 055 | TCPIP_Secure | GSM | Feeder | 4637 | 203 | 11 KV SUNBRIGHT SCHOOL | 213375 | 22/22/11 kV Amit Substation
MSP35033 | Secure | 055 | TCPIP_Secure | GSM | Feeder | 4637 | 302 | 22 KV AGAM MANDIR | 213375 | 22/22/11 kV Amit Substation
MSP59809 | DLMS-Secure | 055 | TCPIP_DLMS | GSM | Feeder | 4637 | 302 | 22KV HABTOWN | 213462 | 22/22 KV Akruti Swt. Stn.
05126365 | Elster | 057 | TCPIP_Elster_RS232 | GSM | Feeder | 4637 | 303 | 22 KV BALAJINAGAR | 213365 | 22/22 kV Panchavati Sw/Stn
MSB01347 | Secure | 055 | TCPIP_Secure | GSM | Feeder | 4637 | 301 | 22KV KATRAJ WATER WORKS | 213319 | 22/22KV RAJIV GANDHI SW/STN
MSP34188 | Secure | 055 | TCPIP_Secure | GSM | Feeder | 4637 | 201 | 11 KV AMBEGAON | 213375 | 22/22/11 kV Amit Substation
TNU03820 | Secure | 055 | TCPIP_Secure | GSM | Feeder | 4637 | 302 | 22 KV AUDI ARCADE | 213330 | 22 22/22 KV LAKE TOWN
MSB01344 | Secure | 055 | TCPIP_Secure | GSM | Feeder | 4637 | 302 | 22KV DATTANAGAR | 213319 | 22/22KV RAJIV GANDHI SW/STN
16043624 | DLMS-LnT | 053 | TCPIP_DLMS | GSM | Feeder | 4637 | 301 | 22 KV ISCCON TEMPLE | 213462 | 22/22 KV Akruti Swt. Stn.
MSB01345 | Secure | 055 | TCPIP_Secure | GSM | Feeder | 4637 | 304 | 22KV KATRAJ KONDWA ROAD | 213319 | 22/22KV RAJIV GANDHI SW/STN
MSB01346 | Secure | 055 | TCPIP_Secure | GSM | Feeder | 4637 | 303 | 22KV BHILAREWADI | 213319 | 22/22KV RAJIV GANDHI SW/STN
XB412026 | DLMS-Secure | 055 | TCPIP_DLMS | GSM | Feeder | 4637 | 303 | 22 KV KASEGAON | 213432 | 22 KV Sai Mystique Swt. Stn
MSP34447 | Secure | 055 | TCPIP_Secure | GSM | Feeder | 4637 | 304 | 22 KV K B DEVELOPERS | 213375 | 22/22/11 kV Amit Substation
MSB09790 | Secure | 055 | TCPIP_Secure | GSM | Feeder | 4637 | 303 | 22 KV POTDAR SCHOOL | 213375 | 22/22/11 kV Amit Substation
MSE67394 | Secure | 055 | TCPIP_Secure | GSM | Feeder | 4607 | 203 | 11 KV SAFALYA | 213316 | 22/11 KV HYDE PARK
MSE66757 | Secure | 055 | TCPIP_Secure | GSM | Feeder | 4607 | 201 | 11 KV SHOPPING | 213316 | 22/11 KV HYDE PARK
MSP34171 | DLMS-Secure | 055 | TCPIP_DLMS | GSM | Feeder | 4607 | 209 | 11 KV IDEA FEEDER | 213006 | 22/11 KV GULTEKADI
12627957 | DLMS-LnT | 053 | TCPIP_DLMS | GSM | Feeder | 4607 | 210 | 11 KV EKBOTE COLONY | 213006 | 22/11 KV GULTEKADI
X0398732 | DLMS-Secure | 055 | TCPIP_DLMS | GSM | Feeder | 4607 | 203 | 11 KV NEW TIMBER MARKET | 213006 | 22/11 KV GULTEKADI
07327315 | LnT | 053 | TCPIP_LNT | GSM | Feeder | 4607 | 202 | 11 KV CLUB HOUSE | 213316 | 22/11 KV HYDE PARK
12628472 | DLMS-LnT | 053 | TCPIP_DLMS | GSM | Feeder | 4607 | 204 | 11 KV BLACK POOL | 213316 | 22/11 KV HYDE PARK
X1256702 | DLMS-Secure | 055 | TCPIP_DLMS | GSM | Feeder | 4607 | 301 | 22 KV KUMAR PACIFIC | 213006 | 22/11 KV GULTEKADI
07410269 | LnT | 053 | TCPIP_LNT | GSM | Feeder | 4606 | 303 | WATER PUMPING | 213011 | 22/11 KV PADMAAVTI
07410268 | LnT | 053 | TCPIP_LNT | GSM | Feeder | 4606 | 302 | 22 KV VASANTBAUG | 213011 | 22/11 KV PADMAAVTI
18048782 | DLMS-LnT | 053 | TCPIP_DLMS | GSM | Feeder | 4606 | 201 | 11 KV DOLPHIN CHOWK | 213488 | 22/11 KV CHAITRABAN S/STN
MSP34181 | Secure | 055 | TCPIP_Secure | GSM | Feeder | 4606 | 204 | 11 KV SOBA SAVERA | 213011 | 22/11 KV PADMAAVTI
18048779 | DLMS-LnT | 053 | TCPIP_DLMS | GSM | Feeder | 4606 | 203 | 11 KV LOWER INDIRA NAGAR | 213488 | 22/11 KV CHAITRABAN S/STN
XE490363 | DLMS-Secure | 055 | TCPIP_DLMS | GSM | Feeder | 4606 | 306 | 22KV KAKDE VASTI | 213439 | SHANTI NAGAR S/STN
MSE80414 | Secure | 055 | TCPIP_DLMS | GSM | Feeder | 4606 | 304 | 22 KV SAHAKARNAGAR | 213011 | 22/11 KV PADMAAVTI
XF460405 | DLMS-Secure | 055 | TCPIP_DLMS | GSM | Feeder | 4606 | 307 | 22 KV VIT | 213011 | 22/11 KV PADMAAVTI
MSP34177 | Secure | 055 | TCPIP_Secure | GSM | Feeder | 4606 | 201 | 11 KV MAHALAXMI | 213011 | 22/11 KV PADMAAVTI
MSE00746 | Secure | 055 | TCPIP_Secure | GSM | Feeder | 4606 | 305 | 22 KV K K MARKET | 213011 | 22/11 KV PADMAAVTI
MSP34180 | Secure | 055 | TCPIP_Secure | GSM | Feeder | 4606 | 205 | 11 KV AMIT | 213011 | 22/11 KV PADMAAVTI
00307965 | DLMS-HPL | 076 | TCPIP_DLMS | GSM | Feeder | 4606 | 306 | 22 KV INDUSTRIAL ESTATE | 213011 | 22/11 KV PADMAAVTI
MSP34172 | Secure | 055 | TCPIP_Secure | GSM | Feeder | 4606 | 203 | 11 KV SAIBABA | 213011 | 22/11 KV PADMAAVTI
X0403147 | DLMS-Secure | 055 | TCPIP_DLMS | GSM | Feeder | 4606 | 302 | 22 KV ZALA COMPLEX | 213459 | 22/22 KV KUMAR SIDDHANCHAL
15117380 | DLMS-LnT | 053 | TCPIP_DLMS | GSM | Feeder | 4606 | 305 | AMBIKA NAGAR | 213439 | SHANTI NAGAR S/STN
08024532 | DLMS-Genus | 065 | TCPIP_DLMS | GSM | Feeder | 4606 | 301 | 22 KV KUMAR SIDDHANCHAL | 213459 | 22/22 KV KUMAR SIDDHANCHAL
15117309 | DLMS-LnT | 053 | TCPIP_DLMS | GSM | Feeder | 4606 | 301 | GANGADHAM AREA | 213439 | SHANTI NAGAR S/STN
08024533 | DLMS-Genus | 065 | TCPIP_DLMS | GSM | Feeder | 4606 | 301 | 22 KV CHAITRABAN | 213011 | 22/11 KV PADMAAVTI
18048780 | DLMS-LnT | 053 | TCPIP_DLMS | GSM | Feeder | 4606 | 202 | 11 KV POONAM GARDEN | 213488 | 22/11 KV CHAITRABAN S/STN
05040598 | DLMS-HPL | 076 | TCPIP_DLMS | GSM | Feeder | 4692 | 206 | 11 KV MAHALAXMI | 213014 | 22/11 KV Mandai Sub Station
X0398725 | DLMS-Secure | 055 | TCPIP_DLMS | GSM | Feeder | 4692 | 201 | TARUN BHARAT | 213014 | 22/11 KV Mandai Sub Station
19270857 | DLMS-LnT | 053 | TCPIP_DLMS | GSM | Feeder | 4692 | 202 | NAGNATH PAR | 213014 | 22/11 KV Mandai Sub Station
XC588827 | DLMS-Secure | 055 | TCPIP_DLMS | GSM | Feeder | 4692 | 204 | FARASKHANA | 213014 | 22/11 KV Mandai Sub Station
19270877 | DLMS-LnT | 053 | TCPIP_DLMS | GSM | Feeder | 4692 | 203 | SHREENATH | 213014 | 22/11 KV Mandai Sub Station
X0398670 | DLMS-Secure | 055 | TCPIP_DLMS | GSM | Feeder | 4692 | 205 | NAKODA | 213014 | 22/11 KV Mandai Sub Station
MSP37565 | Secure | 055 | TCPIP_Secure | GSM | Feeder | 4612 | 315 | 22 KV ARANYESHWAR | 213005 | 22/11 KV OLD PARVATI
MSE16450 | Secure | 055 | TCPIP_Secure | GSM | Feeder | 4612 | 309 | 22 kv Main Water Works | 218035 | 220/22 KV New Parvati
X0403146 | DLMS-Secure | 055 | TCPIP_DLMS | GSM | Feeder | 4612 | 209 | 11 KV PARVATI GAON | 213005 | 22/11 KV OLD PARVATI
07426356 | LnT | 053 | TCPIP_LNT | GSM | Feeder | 4612 | 205 | VITTHALWADI | 213005 | 22/11 KV OLD PARVATI
07426586 | LnT | 053 | TCPIP_LNT | GSM | Feeder | 4612 | 208 | DNYAN PRABHODHINI | 213010 | 22/11 kv Navi Peth
07426355 | LnT | 053 | TCPIP_LNT | GSM | Feeder | 4612 | 210 | 11 KV WAGHJAI MANDIR | 213005 | 22/11 KV OLD PARVATI
X0403142 | DLMS-Secure | 055 | TCPIP_DLMS | GSM | Feeder | 4612 | 309 | 22 KV RAW WATER WORKS | 213005 | 22/11 KV OLD PARVATI
07410254 | LnT | 053 | TCPIP_LNT | GSM | Feeder | 4612 | 207 | 11 KV SARITA NAGARI | 213005 | 22/11 KV OLD PARVATI
X0400643 | DLMS-Secure | 055 | TCPIP_DLMS | GSM | Feeder | 4612 | 207 | 11 KV POONA HOSPITAL | 213010 | 22/11 kv Navi Peth
07426372 | LnT | 053 | TCPIP_LNT | GSM | Feeder | 4612 | 204 | RAJENDRA NAGAR | 213010 | 22/11 kv Navi Peth
07426582 | LnT | 053 | TCPIP_LNT | GSM | Feeder | 4612 | 201 | SHASTRI ROAD | 213010 | 22/11 kv Navi Peth
07426551 | LnT | 053 | TCPIP_LNT | GSM | Feeder | 4612 | 206 | 11 KV RAM | 213010 | 22/11 kv Navi Peth
MSE73138 | Secure | 055 | TCPIP_Secure | GSM | Feeder | 4612 | 205 | BHARTI | 213010 | 22/11 kv Navi Peth
07426376 | LnT | 053 | TCPIP_LNT | GSM | Feeder | 4612 | 203 | S P COLLEGE | 213010 | 22/11 kv Navi Peth
08024534 | DLMS-Genus | 065 | TCPIP_DLMS | GSM | Feeder | 4612 | 208 | 11 KV SUBHASH NAGAR | 213005 | 22/11 KV OLD PARVATI
08024536 | DLMS-Genus | 065 | TCPIP_DLMS | GSM | Feeder | 4612 | 202 | 11 KV MITRAMANDAL | 213005 | 22/11 KV OLD PARVATI
07426375 | LnT | 053 | TCPIP_LNT | GSM | Feeder | 4612 | 202 | PHULE MANDAI | 213010 | 22/11 kv Navi Peth
07327378 | LnT | 053 | TCPIP_LNT | GSM | Feeder | 4612 | 206 | 11 KV DATTAWADI | 213005 | 22/11 KV OLD PARVATI
X0402026 | DLMS-Secure | 055 | TCPIP_DLMS | GSM | Feeder | 4612 | 307 | 22 KV JANATAVASAHAT | 213005 | 22/11 KV OLD PARVATI
07426354 | LnT | 053 | TCPIP_LNT | GSM | Feeder | 4612 | 204 | 11 KV SHARDA MATH | 213005 | 22/11 KV OLD PARVATI
07426352 | LnT | 053 | TCPIP_LNT | GSM | Feeder | 4612 | 203 | 11 KV PESHWE PARK | 213005 | 22/11 KV OLD PARVATI
X0402028 | DLMS-Secure | 055 | TCPIP_DLMS | GSM | Feeder | 4612 | 201 | 11 KV SWARGATE | 213005 | 22/11 KV OLD PARVATI
MSP34184 | Secure | 055 | TCPIP_Secure | GSM | Feeder | 4607 | 201 | 11 KV MUKUNDNAGAR | 213006 | 22/11 KV GULTEKADI
MSP34170 | Secure | 055 | TCPIP_Secure | GSM | Feeder | 4607 | 207 | 11 KV VEGA CENTER | 213006 | 22/11 KV GULTEKADI
12628364 | DLMS-LnT | 053 | TCPIP_DLMS | GSM | Feeder | 4605 | 204 | 11 KV ROYAL HOSPITAL FEEDER | 213444 | 22/11 KV Ghorpade Peth
MSP34173 | Secure | 055 | TCPIP_Secure | GSM | Feeder | 4607 | 208 | 11 KV MAHARSHINAGAR | 213006 | 22/11 KV GULTEKADI
MSP34183 | Secure | 055 | TCPIP_Secure | GSM | Feeder | 4607 | 204 | 11 KV GURUNANAK | 213006 | 22/11 KV GULTEKADI
MSP34175 | Secure | 055 | TCPIP_Secure | GSM | Feeder | 4607 | 205 | 11 KV SALISBURY PARK | 213006 | 22/11 KV GULTEKADI
MSP34169 | Secure | 055 | TCPIP_Secure | GSM | Feeder | 4607 | 206 | 11 KV APALA MARUTI | 213006 | 22/11 KV GULTEKADI
MSP34185 | Secure | 055 | TCPIP_Secure | GSM | Feeder | 4607 | 202 | 11 KV SHANKAR SETH ROAD | 213006 | 22/11 KV GULTEKADI
05040226 | DLMS-HPL | 076 | TCPIP_DLMS | GSM | Feeder | 4605 | 202 | 11 KV GURUWAR PETH | 213444 | 22/11 KV Ghorpade Peth
05040614 | DLMS-HPL | 076 | TCPIP_DLMS | GSM | Feeder | 4605 | 203 | 11 KV METRO FEEDER(EXPRESS) | 213444 | 22/11 KV Ghorpade Peth
05040515 | DLMS-HPL | 076 | TCPIP_DLMS | GSM | Feeder | 4605 | 201 | 11 KV PMT | 213444 | 22/11 KV Ghorpade Peth
GJU61016 | Secure | 055 | TCPIP_Secure | GSM | Feeder | 4677 | 205 | 11 KV DAMODARNAGAR | 213315 | 22/11 KV TUKAINAGAR
X1096629 | DLMS-Secure | 055 | TCPIP_DLMS | GSM | Feeder | 4677 | 202 | 11 KV RAYKAR MALA | 213469 | 22/11 KV DHAYRESHWAR SUBSTATION
18048778 | DLMS-LnT | 053 | TCPIP_DLMS | GSM | Feeder | 4677 | 210 | PARANJAPE ABHIRUCHI FEEDER | 213002 | 22/11 KV LIMAYENAGAR
18086674 | DLMS-LnT | 053 | TCPIP_DLMS | GSM | Feeder | 4677 | 202 | 11 KV SUMNDAR SAMRUDHI | 213002 | 22/11 KV LIMAYENAGAR
18086597 | DLMS-LnT | 053 | TCPIP_DLMS | GSM | Feeder | 4677 | 205 | 11 KV SHARVIL | 213002 | 22/11 KV LIMAYENAGAR
18086563 | DLMS-LnT | 053 | TCPIP_DLMS | GSM | Feeder | 4677 | 204 | 11 KV VAIBHAV LAXMI | 213002 | 22/11 KV LIMAYENAGAR
18086551 | DLMS-LnT | 053 | TCPIP_DLMS | GSM | Feeder | 4677 | 201 | 11 KV GANDHARV | 213002 | 22/11 KV LIMAYENAGAR
12627971 | DLMS-LnT | 053 | TCPIP_DLMS | GSM | Feeder | 4677 | 201 | 11 kv urbangram | 212005 | 11 /11 KV URBANGRAM SWITCHING
12625998 | DLMS-LnT | 053 | TCPIP_DLMS | GSM | Feeder | 4677 | 301 | TUKAINAGAR | 213315 | 22/11 KV TUKAINAGAR
X0398957 | DLMS-Secure | 055 | TCPIP_DLMS | GSM | Feeder | 4677 | 307 | CWPRS | 213016 | 22/11 KV KHADAKWASLA
X0403099 | DLMS-Secure | 055 | TCPIP_DLMS | GSM | Feeder | 4677 | 302 | 22 KV CWPRS | 213466 | 22/22 kv khadakwasla swithing
X1097828 | DLMS-Secure | 055 | TCPIP_DLMS | GSM | Feeder | 4677 | 202 | 11 KV BHIDEWADI | 213388 | 22/11 KV ABHIRUCHI
15060447 | LnT | 053 | TCPIP_LnT_9600 | GSM | Feeder | 4677 | 204 | 11 KV PRABHAT PRESS | 213437 | 22/11KV TAKSHASHILA SUBSTATION
15117467 | DLMS-LnT | 053 | TCPIP_DLMS | GSM | Feeder | 4677 | 303 | 22 KV KOLHEWADI | 213466 | 22/22 kv khadakwasla swithing
MSP35548 | Secure | 055 | TCPIP_Secure | GSM | Feeder | 4677 | 202 | 11 KV ESHA RAYKARMALA | 213336 | 22/11 KV DSK S/SN
X2039223 | DLMS-Secure | 055 | TCPIP_DLMS | GSM | Feeder | 4677 | 305 | SSR HYDRO KHADAKWASLA | 213016 | 22/11 KV KHADAKWASLA
X0400628 | DLMS-Secure | 055 | TCPIP_DLMS | GSM | Feeder | 4677 | 201 | RAJYOG | 213312 | 22KV RAJYOG SUB STATION
12626042 | DLMS-LnT | 053 | TCPIP_DLMS | GSM | Feeder | 4677 | 202 | RAMNAGAR | 213315 | 22/11 KV TUKAINAGAR
15059244 | LnT | 053 | TCPIP_LnT_9600 | GSM | Feeder | 4677 | 201 | 11 kv sai dham | 213437 | 22/11KV TAKSHASHILA SUBSTATION
12627972 | DLMS-LnT | 053 | TCPIP_DLMS | GSM | Feeder | 4677 | 202 | 11 kv pate construction | 212005 | 11 /11 KV URBANGRAM SWITCHING
12626046 | DLMS-LnT | 053 | TCPIP_DLMS | GSM | Feeder | 4677 | 301 | 22 KV DSK VISHWA | 213336 | 22/11 KV DSK S/SN
GJU61064 | Secure | 055 | TCPIP_Secure | GSM | Feeder | 4677 | 201 | 11 KV PRAYEJA | 213401 | 22/11 kv Prayeja
GJU61008 | Secure | 055 | TCPIP_Secure | GSM | Feeder | 4677 | 203 | ADITYA SANSKRUTI | 213373 | 22/11 KV NARHE SUBSTATION
GJU61010 | Secure | 055 | TCPIP_Secure | GSM | Feeder | 4677 | 202 | 11 KV AMBEGAON | 213373 | 22/11 KV NARHE SUBSTATION
GJU61026 | Secure | 055 | TCPIP_Secure | GSM | Feeder | 4677 | 202 | 11 KV ZAGADE GOTHA | 213401 | 22/11 kv Prayeja
GJU61018 | Secure | 055 | TCPIP_Secure | GSM | Feeder | 4677 | 201 | ATMA POULTRY | 213373 | 22/11 KV NARHE SUBSTATION
16058613 | LnT | 053 | TCPIP_LnT_9600 | GSM | Feeder | 4677 | 203 | 11 KV SAVITRI GARDEN | 213336 | 22/11 KV DSK S/SN
15032591 | LnT | 053 | TCPIP_LnT_9600 | GSM | Feeder | 4677 | 202 | 11 KV JSPM FEEDER | 213437 | 22/11KV TAKSHASHILA SUBSTATION
MSE88846 | Secure | 055 | TCPIP_Secure | GSM | Feeder | 4677 | 201 | 11 KV KAILAS JEEVAN | 213336 | 22/11 KV DSK S/SN
GJU61004 | Secure | 055 | TCPIP_Secure | GSM | Feeder | 4677 | 203 | 11 KV WANJALE BRIDGE | 213312 | 22KV RAJYOG SUB STATION
07426536 | LnT | 053 | TCPIP_LNT | GSM | Feeder | 4677 | 201 | DHAYARI | 213016 | 22/11 KV KHADAKWASLA
GJU61055 | Secure | 055 | TCPIP_Secure | GSM | Feeder | 4677 | 203 | 11 KV HINGANE | 213401 | 22/11 kv Prayeja
12628363 | DLMS-LnT | 053 | TCPIP_DLMS | GSM | Feeder | 4677 | 205 | 11 KV KIRKITWADI | 213016 | 22/11 KV KHADAKWASLA
05036336 | DLMS-HPL | 076 | TCPIP_DLMS | GSM | Feeder | 4677 | 201 | 11 KV GOEL GANGA | 213388 | 22/11 KV ABHIRUCHI
16058658 | LnT | 053 | TCPIP_LnT_9600 | GSM | Feeder | 4677 | 202 | 11KV MANIK BAUG | 213312 | 22KV RAJYOG SUB STATION
12625988 | DLMS-LnT | 053 | TCPIP_DLMS | GSM | Feeder | 4677 | 201 | VIKASNAGAR | 213315 | 22/11 KV TUKAINAGAR
15086446 | LnT | 053 | TCPIP_LnT_9600 | GSM | Feeder | 4677 | 203 | 11 KV SIDDHI LAWNS | 213437 | 22/11KV TAKSHASHILA SUBSTATION
07426532 | LnT | 053 | TCPIP_LNT | GSM | Feeder | 4677 | 203 | WADGAON | 213016 | 22/11 KV KHADAKWASLA
07410383 | LnT | 053 | TCPIP_LNT | GSM | Feeder | 4677 | 202 | SHIVANE | 213016 | 22/11 KV KHADAKWASLA
07427182 | LnT | 053 | TCPIP_LNT | GSM | Feeder | 4677 | 306 | IAT | 213016 | 22/11 KV KHADAKWASLA
15070513 | DLMS-LnT | 053 | TCPIP_DLMS | GSM | Feeder | 4677 | 203 | 11 kv aapl ghar | 212005 | 11 /11 KV URBANGRAM SWITCHING
GJU61553 | Secure | 055 | TCPIP_Secure | GSM | Feeder | 4677 | 203 | 11 KV PAWJAI | 213315 | 22/11 KV TUKAINAGAR
GJU61551 | Secure | 055 | TCPIP_Secure | GSM | Feeder | 4677 | 204 | 11 KV DATTAKRUSHNAI | 213312 | 22KV RAJYOG SUB STATION
GJU61017 | Secure | 055 | TCPIP_Secure | GSM | Feeder | 4677 | 204 | 11 KV BHANSALI CAMPUS | 213315 | 22/11 KV TUKAINAGAR
07426617 | LnT | 053 | TCPIP_LNT | GSM | Feeder | 4677 | 204 | NARHE | 213016 | 22/11 KV KHADAKWASLA
XD596064 | DLMS-Secure | 055 | TCPIP_DLMS | GSM | Feeder | 4677 | 204 | 11 KV SUNCITY | 213401 | 22/11 kv Prayeja
18086574 | DLMS-LnT | 053 | TCPIP_DLMS | GSM | Feeder | 4677 | 203 | 11 KV NANDUSHETH CHAVAN | 213002 | 22/11 KV LIMAYENAGAR
05040537 | DLMS-HPL | 076 | TCPIP_DLMS | GSM | Feeder | 4609 | 204 | OH I | 213012 | KASBA PETH SUB-DIV
XB424136 | DLMS-Secure | 055 | TCPIP_DLMS | GSM | Feeder | 4609 | 302 | 22 KV PMC EXPRESS FEEDER | 213012 | KASBA PETH SUB-DIV
05040586 | DLMS-HPL | 076 | TCPIP_DLMS | GSM | Feeder | 4609 | 201 | SURYA HOSPITAL | 213012 | KASBA PETH SUB-DIV
05040533 | DLMS-HPL | 076 | TCPIP_DLMS | GSM | Feeder | 4609 | 203 | GADITAL | 213012 | KASBA PETH SUB-DIV
X0401426 | DLMS-Secure | 055 | TCPIP_DLMS | GSM | Feeder | 4609 | 202 | GUNDACHA GANPATI | 213012 | KASBA PETH SUB-DIV
05040536 | DLMS-HPL | 076 | TCPIP_DLMS | GSM | Feeder | 4609 | 209 | LAXMI ROAD | 213012 | KASBA PETH SUB-DIV
04017527 | DLMS-HPL | 076 | TCPIP_DLMS | GSM | Feeder | 4609 | 208 | SAKAL PRESS | 213012 | KASBA PETH SUB-DIV
12559706 | DLMS-LnT | 053 | TCPIP_DLMS | GSM | Feeder | 4608 | 215 | 11 KV NEW ADMIN BLDG FEEDER | 213007 | 22/11 KV RASTA S/STN
04580385 | DLMS-Genus | 065 | TCPIP_DLMS | GSM | Feeder | 4608 | 204 | OH 1 | 213007 | 22/11 KV RASTA S/STN
XB449657 | DLMS-Secure | 055 | TCPIP_DLMS | GSM | Feeder | 4608 | 212 | LAXMI BAZAR | 213007 | 22/11 KV RASTA S/STN
X0398967 | DLMS-Secure | 055 | TCPIP_DLMS | GSM | Feeder | 4608 | 208 | SASON EXPRES FEEDER | 217054 | 132 kv GIS Substation
07426564 | LnT | 053 | TCPIP_LNT | GSM | Feeder | 4608 | 210 | SATHE | 213007 | 22/11 KV RASTA S/STN
07426539 | LnT | 053 | TCPIP_LNT | GSM | Feeder | 4608 | 209 | DARUWALA BRIDGE | 213007 | 22/11 KV RASTA S/STN
12625971 | DLMS-LnT | 053 | TCPIP_DLMS | GSM | Feeder | 4608 | 203 | POLICE LINE | 213007 | 22/11 KV RASTA S/STN
07426538 | LnT | 053 | TCPIP_LNT | GSM | Feeder | 4608 | 205 | ADMIN BUILDING | 213007 | 22/11 KV RASTA S/STN
14756320 | DLMS-LnT | 053 | TCPIP_DLMS | GSM | Feeder | 4608 | 205 | ARORA | 217054 | 132 kv GIS Substation
07426430 | LnT | 053 | TCPIP_LNT | GSM | Feeder | 4608 | 216 | PARSHI AGYARI | 213007 | 22/11 KV RASTA S/STN
07426540 | LnT | 053 | TCPIP_LNT | GSM | Feeder | 4608 | 201 | ALPANA | 213007 | 22/11 KV RASTA S/STN
14756319 | DLMS-LnT | 053 | TCPIP_DLMS | GSM | Feeder | 4608 | 201 | SASOON | 217054 | 132 kv GIS Substation
04580973 | DLMS-Genus | 065 | TCPIP_DLMS | GSM | Feeder | 4608 | 202 | GEETA SOCIETY | 213007 | 22/11 KV RASTA S/STN
X0398969 | DLMS-Secure | 055 | TCPIP_DLMS | GSM | Feeder | 4608 | 210 | 11KV BHAWANIPETH-2 | 217054 | 132 kv GIS Substation
04581143 | DLMS-Genus | 065 | TCPIP_DLMS | GSM | Feeder | 4608 | 214 | CITY APPOLO | 213007 | 22/11 KV RASTA S/STN
04575496 | DLMS-Genus | 065 | TCPIP_DLMS | GSM | Feeder | 4608 | 206 | GAFFAR BAIG | 213007 | 22/11 KV RASTA S/STN
14756313 | DLMS-LnT | 053 | TCPIP_DLMS | GSM | Feeder | 4608 | 207 | 11 KV MAHATMA PHULE | 217054 | 132 kv GIS Substation
14756321 | DLMS-LnT | 053 | TCPIP_DLMS | GSM | Feeder | 4608 | 206 | 11 KV BHAWANI PETH | 217054 | 132 kv GIS Substation
14756322 | DLMS-LnT | 053 | TCPIP_DLMS | GSM | Feeder | 4608 | 202 | 11 KV K E M FEEDER | 217054 | 132 kv GIS Substation
04580449 | DLMS-Genus | 065 | TCPIP_DLMS | GSM | Feeder | 4608 | 207 | NEW CITY | 213007 | 22/11 KV RASTA S/STN
07411044 | LnT | 053 | TCPIP_LNT | GSM | Feeder | 4610 | 303 | Lullanagar | 213024 | 22/22KV LULLANAGAR
07411046 | LnT | 053 | TCPIP_LNT | GSM | Feeder | 4610 | 304 | BRAHMA | 213024 | 22/22KV LULLANAGAR
12628359 | DLMS-LnT | 053 | TCPIP_DLMS | GSM | Feeder | 4610 | 301 | 22KV BIG BAZAAR | 213389 | 22/11KV RACE COURSE
X0398872 | DLMS-Secure | 055 | TCPIP_DLMS | GSM | Feeder | 4610 | 303 | 22KV KHADI MACHINE | 218063 | 220/22 KV Yewalewadi ( Kondhwa GIS)
X0398869 | DLMS-Secure | 055 | TCPIP_DLMS | GSM | Feeder | 4610 | 306 | PRA-(PUNE KONDHWA REALTY-II) | 218063 | 220/22 KV Yewalewadi ( Kondhwa GIS)
X0403103 | DLMS-Secure | 055 | TCPIP_DLMS | GSM | Feeder | 4610 | 303 | 22KV B.T.KAWADE | 213458 | 22KV AMAR AMBIANCE
X0398963 | DLMS-Secure | 055 | TCPIP_DLMS | GSM | Feeder | 4610 | 308 | 22KV YEWALEWADI GAOTHAN | 218063 | 220/22 KV Yewalewadi ( Kondhwa GIS)
11094164 | DLMS-LnT | 053 | TCPIP_DLMS | GSM | Feeder | 4610 | 305 | J K PARK | 213379 | 22 KV Sobha Switching Station
MSE99960 | Secure | 055 | TCPIP_Secure | GSM | Feeder | 4610 | 302 | 22 KV SOBHA AARTI | 213379 | 22 KV Sobha Switching Station
GJU56209 | Secure | 055 | TCPIP_Secure | GSM | Feeder | 4610 | 202 | RACE COURSE MES COMPUTER | 213389 | 22/11KV RACE COURSE
GJU61250 | Secure | 055 | TCPIP_Secure | GSM | Feeder | 4610 | 201 | KAWADE MALA | 213389 | 22/11KV RACE COURSE
GJU61210 | Secure | 055 | TCPIP_Secure | GSM | Feeder | 4610 | 303 | 22 KV BRAHMA MANDKE | 213407 | 22/22 KV Brahma Switching
X0402012 | DLMS-Secure | 055 | TCPIP_DLMS | GSM | Feeder | 4610 | 302 | 22KV SHINDE CHHATRI | 213389 | 22/11KV RACE COURSE
X1083958 | DLMS-Secure | 055 | TCPIP_DLMS | GSM | Feeder | 4610 | 302 | 22 KV BRAHMA AVENUE | 213407 | 22/22 KV Brahma Switching
12628383 | DLMS-LnT | 053 | TCPIP_DLMS | GSM | Feeder | 4610 | 301 | 22 KV SHIVNERI NAGAR | 213407 | 22/22 KV Brahma Switching
X1083706 | DLMS-Secure | 055 | TCPIP_DLMS | GSM | Feeder | 4610 | 303 | 22KV FATIMA NAGAR | 213389 | 22/11KV RACE COURSE
12628387 | DLMS-LnT | 053 | TCPIP_DLMS | GSM | Feeder | 4610 | 203 | RACE COURSE SOLAPUR ROAD | 213389 | 22/11KV RACE COURSE
12628432 | DLMS-LnT | 053 | TCPIP_DLMS | GSM | Feeder | 4610 | 302 | 22KV UDAY BAUG | 213458 | 22KV AMAR AMBIANCE
12559705 | DLMS-LnT | 053 | TCPIP_DLMS | GSM | Feeder | 4610 | 311 | 22 KV KUMAR PALMS | 213024 | 22/22KV LULLANAGAR
07427200 | LnT | 053 | TCPIP_LNT | GSM | Feeder | 4610 | 203 | BOMBAY GARAGE | 213003 | 22/11KV ST MARY
07411060 | LnT | 053 | TCPIP_LNT | GSM | Feeder | 4610 | 206 | WATER WORKS | 213003 | 22/11KV ST MARY
07427175 | LnT | 053 | TCPIP_LNT | GSM | Feeder | 4610 | 305 | CTC | 213024 | 22/22KV LULLANAGAR
MSP33900 | Secure | 055 | TCPIP_Secure | GSM | Feeder | 4610 | 303 | 22 KV SOBHA - KUMAR PALM | 213379 | 22 KV Sobha Switching Station
X0403118 | DLMS-Secure | 055 | TCPIP_DLMS | GSM | Feeder | 4610 | 304 | 22KV AMAR BUILDER | 213458 | 22KV AMAR AMBIANCE
12628109 | DLMS-LnT | 053 | TCPIP_DLMS | GSM | Feeder | 4610 | 301 | 22KV SOPAN BAUG | 213458 | 22KV AMAR AMBIANCE
X0398428 | DLMS-Secure | 055 | TCPIP_DLMS | GSM | Feeder | 4610 | 312 | Hyde Park Feeder | 213024 | 22/22KV LULLANAGAR
07411028 | LnT | 053 | TCPIP_LNT | GSM | Feeder | 4610 | 208 | 11 KV CKT HOUSE | 213003 | 22/11KV ST MARY
07427178 | LnT | 053 | TCPIP_LNT | GSM | Feeder | 4610 | 306 | Kondhwa | 213024 | 22/22KV LULLANAGAR
13020392 | LnT | 053 | TCPIP_LnT_9600 | GSM | Feeder | 4610 | 314 | RAHEJA GARDEN | 213024 | 22/22KV LULLANAGAR
XB403009 | DLMS-Secure | 055 | TCPIP_DLMS | GSM | Feeder | 4610 | 302 | 22KV GIS WATER WORKS 2 | 213003 | 22/11KV ST MARY
MSP58160 | DLMS-Secure | 055 | TCPIP_DLMS | GSM | Feeder | 4610 | 301 | 22KV UNDRI ROAD | 213455 | 22/22KV Siddhivinayak Switching
MSP42107 | Secure | 055 | TCPIP_Secure | GSM | Feeder | 4610 | 302 | 22KV NINE HILLS | 213455 | 22/22KV Siddhivinayak Switching
07427197 | LnT | 053 | TCPIP_LNT | GSM | Feeder | 4610 | 310 | 22 KV MANDKE | 213024 | 22/22KV LULLANAGAR
07427204 | LnT | 053 | TCPIP_LNT | GSM | Feeder | 4610 | 209 | 11 GURUDWARA | 213003 | 22/11KV ST MARY
07427202 | LnT | 053 | TCPIP_LNT | GSM | Feeder | 4610 | 201 | Solapur Road | 213003 | 22/11KV ST MARY
07427167 | LnT | 053 | TCPIP_LNT | GSM | Feeder | 4610 | 202 | GOLIBAR MAIDAN | 213003 | 22/11KV ST MARY
07411031 | LnT | 053 | TCPIP_LNT | GSM | Feeder | 4610 | 205 | COMMAND HOSPITAL | 213003 | 22/11KV ST MARY
07427177 | LnT | 053 | TCPIP_LNT | GSM | Feeder | 4610 | 309 | NIBM | 213024 | 22/22KV LULLANAGAR
07411030 | LnT | 053 | TCPIP_LNT | GSM | Feeder | 4610 | 207 | 11 KV M G ROAD | 213003 | 22/11KV ST MARY
07427201 | LnT | 053 | TCPIP_LNT | GSM | Feeder | 4610 | 204 | MES COMPUTER | 213003 | 22/11KV ST MARY

## SQL
SELECT D.region_name, D.ZONE_NAME, D.CIRCLE_NAME, D.DIVISION_NAME, D.SUBDIVISION_NAME, D.METER_SR_NO, D.METER_MAKE, D.MAKE_CODE, D.DEVICE_INSTALL_POINT_ID, d.meter_id, D.MODEM_SR_NO, D.MODEM_TYPE, D.TELEPHONE_NUMBER, D.IPADDRESS, D.MODEM_TECHNOLOGY, D.SERVICE_PROVIDER_NAME, --DECODE(D.STATUS,'A','Active','I','Inactive') STATUS, D.PROJECT_NAME, D.TOWN_NAME, D.consumer_type, DECODE(D.INSTALL_POINT,'Consumer',DECODE(D.CONSUMER_TYPE,'HT','Consumer-HT','IP','Consumer-LT'),'Power Transformer','Transformer',D.INSTALL_POINT) INSTALL_POINT, D.CONSUMER_NUMBER, D.CONSUMER_NAME, D.FEEDER_BU, D.FEEDER_CODE, D.FEEDER_NAME, D.SUBSTATION_CODE, D.SUBSTATION_NAME FROM DEVICE_GI_IP_RD_MD_TE_LS D ,( select * from temp_fdr where output_to='O' and type<>82 and meter_status='N' and meter_type='Main Meter' ) b WHERE STATUS<>'D' AND INSTALL_POINT_TYPE_ID=1 AND D.METER_SR_NO=B.METER_NO and d.make_code=LPAD(b.METER_BRAND,3,'0') and project_id<>99 order by 1,2,3,4,5